## Sheet1
Product ID | Product name | Material number (12NC) | (ProductDateCreated) | Mercury (Hg) Content (Nom)(Only applicable for Lamps) | System Power | Ingress protection code | Beam Angle (Nom) | Bulb Shape | Cap-Base | Correlated Color Temperature (Nom) | Color Designation | Lamp Current (Nom) | Color Consistency | Diameter D (Nom) | Dimmable | Energy Consumption kWh/1000 h | LLMF At End Of Nominal Lifetime (Nom) | Luminous Flux in 90° Cone (Rated) | Luminous Intensity (Nom) | Overall Length C (Nom) | Starting Time (Nom) | Suitable For Accent Lighting | Accessory color | Ambient temperature range | Angle | Average CLO power consumption | Beam angle of light source | Bracket color | Bracket length | Bracket tilt angle | Bracket to luminaire diameter | Bracket type | Cable | CE mark | Connection | Constant light output | Control interface | Driver failure rate at 5000 h | Driver included | Driver/power unit/transformer | Effective projected area | End CLO power consumption | ENEC mark | Fixation diameter | Fixation material | Fixation point length distance (Nom) | Flammability mark | Gear | Glow-wire test | Housing Material | Ingress protection code | Initial chromaticity | Initial CLO power consumption | Input Voltage | Inrush current | Inrush time | Lamp family code | Light source engine type | Light source replaceable | Luminaire light beam spread | Luminous flux tolerance | Material | Maximum dim level | Mech. impact protection code | Median useful life L70B50 | Median useful life L80B50 | Median useful life L90B50 | Mounting device | Number of gear units | Number of light sources | Number of products on MCB of 16 A type B | Optic material | Optic type | Optic type outdoor | Optical cover/lens finish | Optical cover/lens material | Optical cover/lens shape | Optical cover/lens type | Overall diameter | Overall height | Overall length | Overall width | Pole color | Pole height | Pole top diameter | Pole type | Power consumption tolerance | Protection class IEC | Reflector material | Standard tilt angle posttop | Suitable for random switching | Surge Protection (Common/Differential) | Unified glare rating CEN | Upward light output ratio | Useful life L80B10 | Warranty period | ETIM V8 Link Classification Reference | <Standard Product Photo (RTP)> | <Standard Product Photo (RTP).¦Node¦.Asset.PublicResourceIdentifier (Public URL)> | <Localized Commercial Leaflet (PSS)> | <Localized Commercial Leaflet (PSS).¦Node¦.Asset.PublicResourceIdentifier (Public URL)> | <Dimension Drawing (with table) (GVT)> | <Dimension Drawing (with table) (GVT).¦Node¦.Asset.PublicResourceIdentifier (Public URL)> | <Dimension Drawing (without table) (GVR)> | <Dimension Drawing (without table) (GVR).¦Node¦.Asset.PublicResourceIdentifier (Public URL)> | <Installation Instructions (INI)> | <Installation Instructions (INI).¦Node¦.Asset.PublicResourceIdentifier (Public URL)> | <Application Photo (PUP)> | <Application Photo (PUP).¦Node¦.Asset.PublicResourceIdentifier (Public URL)> | <Revit file (3D8)> | <Revit file (3D8).¦Node¦.Asset.PublicResourceIdentifier (Public URL)> | <IES File (IES)> | <IES File (IES).¦Node¦.Asset.PublicResourceIdentifier (Public URL)> | <Movie (HQ1)> | <Movie (HQ1).¦Node¦.Asset.PublicResourceIdentifier (Public URL)> | <Additional Literature (ALI)> | <Additional Literature (ALI).¦Node¦.Asset.PublicResourceIdentifier (Public URL)> | <CE Certificate (CEC)> | <CE Certificate (CEC).¦Node¦.Asset.PublicResourceIdentifier (Public URL)> | <Declaration of conformity (DOC)> | <Declaration of conformity (DOC).¦Node¦.Asset.PublicResourceIdentifier (Public URL)> | <Energy Efficiency Label EU 2019/2015 (EEF)> | <Energy Efficiency Label EU 2019/2015 (EEF).¦Node¦.Asset.PublicResourceIdentifier (Public URL)> | <Eco passport B2B (GIS)> | <Eco passport B2B (GIS).¦Node¦.Asset.PublicResourceIdentifier (Public URL)> | <Wiring Diagram (LWD)> | <Wiring Diagram (LWD).¦Node¦.Asset.PublicResourceIdentifier (Public URL)> | <LDT file (LDT)> | <LDT file (LDT).¦Node¦.Asset.PublicResourceIdentifier (Public URL)> | <Primary Commercial Family Reference.Additional Literature (ALI)> | <Primary Commercial Family Reference.Additional Literature (ALI).¦Node¦.Asset.PublicResourceIdentifier (Public URL)> | <Primary Commercial Family Reference.Movie (HQ1)> | <Primary Commercial Family Reference.Movie (HQ1).¦Node¦.Asset.PublicResourceIdentifier (Public URL)> | Lumen maintenance at median useful life* 35000 h | Lumen maintenance at median useful life* 75000 h | Lumen maintenance at median useful life* 50000 h | Lumen maintenance at median useful life* 100000 h | Energy Efficiency Class | Luminous Flux | Housing Color | Color Code | Color rendering index (CRI) | Correlated Color Temperature (Nom) | Power Consumption | Luminous Efficacy (rated) (Nom) | Line Frequency | Light source color | Luminous Flux | Nominal lifetime | Power Consumption | Power Factor (Fraction) | Rated Lifetime (Hours) | Switching Cycle | Voltage (Nom) | Warm-up time to 60% light | Wattage Equivalent | (LI-MT-ProductURL)
FP-910500187215 | ZRS750 EPSR WH (XTS11-3+41-3) | 910500187215 | 1999-06-03 00:00:00 | [19 empty] | White | [30 empty] | 250 V | [43 empty] | ADAM-78052 | https://www.assets.signify.com/is/image/Signify/fa3fe98a4efa42edbbe3a4a50157b885 | ADAM-20151211044052411 | https://www.assets.signify.com/is/content/PhilipsLighting/fp910500187215-pss-global |  |  | ADAM-78037 | https://www.assets.signify.com/is/image/PhilipsLighting/d206ef6886e44eda9e4aa4a501577458 | [51 empty] | https://www.lighting.philips.com/link/910500187215_EU/prd/aa/en
FP-910500187315 | ZRS750 EPSL WH (XTS12-3+41-3) | 910500187315 | 1999-06-03 00:00:00 | [19 empty] | White | [30 empty] | 250 V | [43 empty] | ADAM-db56d444c7b4413a985caf730088d636 | https://www.assets.signify.com/is/image/Signify/43949237321e4aea80acaf730088d8c8 | ADAM-20151211154514204 | https://www.assets.signify.com/is/content/PhilipsLighting/fp910500187315-pss-global |  |  | ADAM-78038 | https://www.assets.signify.com/is/image/PhilipsLighting/c1aee4d6be3b4273a71ca4a501577843 | [51 empty] | https://www.lighting.philips.com/link/910500187315_EU/prd/aa/en
FP-910500187415 | ZRS750 ICP WH (XTS21-3) | 910500187415 | 1999-06-03 00:00:00 | [19 empty] | White | [74 empty] | ADAM-6c2ae40372164f6c8b68af730088e43c | https://www.assets.signify.com/is/image/Signify/3f51ef067b9f4253a5b2af730088e897 | ADAM-20151211024954816 | https://www.assets.signify.com/is/content/PhilipsLighting/fp910500187415-pss-global |  |  | ADAM-78034 | https://www.assets.signify.com/is/image/PhilipsLighting/f9d0d214720b4ed68b1ea4a501576b37 | [51 empty] | https://www.lighting.philips.com/link/910500187415_EU/prd/aa/en
FP-910500187515 | ZRS750 CPF WH (XTS23-3) | 910500187515 | 2001-08-08 00:00:00 | [19 empty] | White | [74 empty] | ADAM-0b2d1bf63daf472e8959af730088bfda | https://www.assets.signify.com/is/image/Signify/9eb54cea699b4d4ab8c0af730088c238 | ADAM-20151210122350958 | https://www.assets.signify.com/is/content/PhilipsLighting/fp910500187515-pss-global |  |  | ADAM-78039 | https://www.assets.signify.com/is/image/PhilipsLighting/4d96067ec037497586baa4a501577b4c | [51 empty] | https://www.lighting.philips.com/link/910500187515_EU/prd/aa/en
FP-910500187615 | ZRS750 CPS WH (XTS14-3) | 910500187615 | 2001-08-08 00:00:00 | [19 empty] | White | [30 empty] | 250 V | [43 empty] | ADAM-1cb77408704b4e3894a6af730088c5da | https://www.assets.signify.com/is/image/Signify/e24ecb42178d433594e7af730088c919 | ADAM-20151211152754783 | https://www.assets.signify.com/is/content/PhilipsLighting/fp910500187615-pss-global |  |  | ADAM-78034 | https://www.assets.signify.com/is/image/PhilipsLighting/f9d0d214720b4ed68b1ea4a501576b37 | [51 empty] | https://www.lighting.philips.com/link/910500187615_EU/prd/aa/en
FP-910500187715 | ZRS750 EP WH (XTS41-3) | 910500187715 | 2001-08-08 00:00:00 | [19 empty] | White | [74 empty] | ADAM-374dd477f7944a14a1d9af730088dfc6 | https://www.assets.signify.com/is/image/Signify/a0edfd74a8574895a2cfaf730088e2f7 | ADAM-20151211073948420 | https://www.assets.signify.com/is/content/PhilipsLighting/fp910500187715-pss-global |  |  | ADAM-78036 | https://www.assets.signify.com/is/image/PhilipsLighting/b216eafe56da4d719bc6a4a50157714e | [51 empty] | https://www.lighting.philips.com/link/910500187715_EU/prd/aa/en
FP-910500187815 | ZRS750 CCPI WH (XTS34-3) | 910500187815 | 2001-04-25 00:00:00 | [19 empty] | White | [74 empty] | ADAM-22117663420042dc9de0af730088bb4d | https://www.assets.signify.com/is/image/Signify/170b089a36014208bc4faf730088be30 | ADAM-20151211023207331 | https://www.assets.signify.com/is/content/PhilipsLighting/fp910500187815-pss-global |  |  | ADAM-78033 | https://www.assets.signify.com/is/image/PhilipsLighting/c4de11bedd6d4a5b827ea4a501576813 | [51 empty] | https://www.lighting.philips.com/link/910500187815_EU/prd/aa/en
FP-910500187915 | ZRS750 CCPE WH (XTS35-3) | 910500187915 | 2001-04-25 00:00:00 | [19 empty] | White | [74 empty] | ADAM-d82f417ee2d7477da162af730088b60a | https://www.assets.signify.com/is/image/Signify/eb152104f601490a907aaf730088b976 | ADAM-20151210130856021 | https://www.assets.signify.com/is/content/PhilipsLighting/fp910500187915-pss-global |  |  | ADAM-78032 | https://www.assets.signify.com/is/image/PhilipsLighting/976764e824114d1fa3dfa4a5015764ec | [51 empty] | https://www.lighting.philips.com/link/910500187915_EU/prd/aa/en
FP-910500188015 | ZRS750 TCPR WH (XTS36-3) | 910500188015 | 2002-03-28 00:00:00 | [19 empty] | White | [74 empty] | ADAM-02b21512cded45a99dedaf730088f4e9 | https://www.assets.signify.com/is/image/Signify/c25476341d254fd49a76af730088f775 | ADAM-20151210203005079 | https://www.assets.signify.com/is/content/PhilipsLighting/fp910500188015-pss-global |  |  | ADAM-78041 | https://www.assets.signify.com/is/image/PhilipsLighting/5ab5fe7e1b674288b599a4a50157819d | [51 empty] | https://www.lighting.philips.com/link/910500188015_EU/prd/aa/en
FP-910500188115 | ZRS750 TCPL WH (XTS39-3) | 910500188115 | 2002-03-28 00:00:00 | [19 empty] | White | [74 empty] | ADAM-84a57d1a208a4bc3888baf730088eaa1 | https://www.assets.signify.com/is/image/Signify/e677b3400fab44f6b5dbaf730088ee95 | ADAM-20151211052806503 | https://www.assets.signify.com/is/content/PhilipsLighting/fp910500188115-pss-global |  |  | ADAM-78040 | https://www.assets.signify.com/is/image/PhilipsLighting/4985fc7d56604dea91e5a4a501577e53 | [51 empty] | https://www.lighting.philips.com/link/910500188115_EU/prd/aa/en
FP-910500188315 | ZRS750 ACP WH (XTS24-3) | 910500188315 | 2002-04-05 00:00:00 | [19 empty] | White | [74 empty] | ADAM-b0260e3fab734755b8e3af730088afca | https://www.assets.signify.com/is/image/Signify/10a36d22d7a14c889df1af730088b3f9 | ADAM-20151210123242939 | https://www.assets.signify.com/is/content/PhilipsLighting/fp910500188315-pss-global |  |  | ADAM-78031 | https://www.assets.signify.com/is/image/PhilipsLighting/0aca855674be459ea060a4a5015760ed | [51 empty] | https://www.lighting.philips.com/link/910500188315_EU/prd/aa/en
FP-910500188415 | RCS750 3C L1000 ALU (XTS4100-1) | 910500188415 | 2001-04-25 00:00:00 |  |  | IP30 ¦ Tool-protected | [16 empty] | Aluminum | [25 empty] | Temperature 850 °C, duration 5 s |  | IP30 ¦ Tool-protected | [29 empty] | 1000 mm | [6 empty] | Safety class I | [9 empty] | ADAM-3f57d71d9eec4ce5b306af730088ffb4 | https://www.assets.signify.com/is/image/Signify/3eee363783a746a4aa74af73008900f5 | ADAM-20151210135152897 | https://www.assets.signify.com/is/content/PhilipsLighting/fp910500188415-pss-global |  |  | ADAM-53629 | https://www.assets.signify.com/is/image/PhilipsLighting/ae396bde76074d45b217a4a4010014de | ADAM-53627 | https://www.assets.signify.com/is/content/PhilipsLighting/ce47856370d34e1ea7e5a4a400ffe53e | [49 empty] | https://www.lighting.philips.com/link/910500188415_EU/prd/aa/en
FP-910500188515 | RCS750 3C L2000 ALU (XTS4200-1) | 910500188515 | 2003-02-20 00:00:00 |  |  | IP30 ¦ Tool-protected | [16 empty] | Aluminum | [25 empty] | Temperature 850 °C, duration 5 s |  | IP30 ¦ Tool-protected | [29 empty] | 2000 mm | [6 empty] | Safety class I | [9 empty] | ADAM-3f57d71d9eec4ce5b306af730088ffb4 | https://www.assets.signify.com/is/image/Signify/3eee363783a746a4aa74af73008900f5 | ADAM-20151211010249811 | https://www.assets.signify.com/is/content/PhilipsLighting/fp910500188515-pss-global |  |  | ADAM-53630 | https://www.assets.signify.com/is/image/PhilipsLighting/0b91e89123f64366b315a4a4010018ea | ADAM-53627 | https://www.assets.signify.com/is/content/PhilipsLighting/ce47856370d34e1ea7e5a4a400ffe53e | [49 empty] | https://www.lighting.philips.com/link/910500188515_EU/prd/aa/en
FP-910500188615 | RCS750 3C L3000 ALU (XTS4300-1) | 910500188615 | 2003-02-20 00:00:00 |  |  | IP30 ¦ Tool-protected | [16 empty] | Aluminum | [25 empty] | Temperature 850 °C, duration 5 s |  | IP30 ¦ Tool-protected | [29 empty] | 3000 mm | [6 empty] | Safety class I | [9 empty] | ADAM-3f57d71d9eec4ce5b306af730088ffb4 | https://www.assets.signify.com/is/image/Signify/3eee363783a746a4aa74af73008900f5 | ADAM-20151211054822589 | https://www.assets.signify.com/is/content/PhilipsLighting/fp910500188615-pss-global |  |  | ADAM-53631 | https://www.assets.signify.com/is/image/PhilipsLighting/8cde3b7e4753435f93d0a4a401001c1f | ADAM-53627 | https://www.assets.signify.com/is/content/PhilipsLighting/ce47856370d34e1ea7e5a4a400ffe53e | [49 empty] | https://www.lighting.philips.com/link/910500188615_EU/prd/aa/en
FP-910500188715 | RCS750 3C L4000 ALU (XTS4400-1) | 910500188715 | 2002-04-15 00:00:00 |  |  | IP30 ¦ Tool-protected | [16 empty] | Aluminum | [25 empty] | Temperature 850 °C, duration 5 s |  | IP30 ¦ Tool-protected | [29 empty] | 4000 mm | [6 empty] | Safety class I | [9 empty] | ADAM-3f57d71d9eec4ce5b306af730088ffb4 | https://www.assets.signify.com/is/image/Signify/3eee363783a746a4aa74af73008900f5 | ADAM-20151210145317801 | https://www.assets.signify.com/is/content/PhilipsLighting/fp910500188715-pss-global |  |  | ADAM-53632 | https://www.assets.signify.com/is/image/PhilipsLighting/9954a748911d42d7a51ba4a401001f9a | ADAM-53627 | https://www.assets.signify.com/is/content/PhilipsLighting/ce47856370d34e1ea7e5a4a400ffe53e | [49 empty] | https://www.lighting.philips.com/link/910500188715_EU/prd/aa/en
FP-910500188815 | RCS750 3C L1000 WH (XTS4100-3) | 910500188815 | 2001-09-13 00:00:00 |  |  | IP30 ¦ Tool-protected | [16 empty] | White | [25 empty] | Temperature 850 °C, duration 5 s |  | IP30 ¦ Tool-protected | [29 empty] | 1000 mm | [6 empty] | Safety class I | [9 empty] | ADAM-1490bd95c1dd49599196af73008901f0 | https://www.assets.signify.com/is/image/Signify/2bbea2cb7d634a63b988af73008902e7 | ADAM-20151211171007528 | https://www.assets.signify.com/is/content/PhilipsLighting/fp910500188815-pss-global |  |  | ADAM-53629 | https://www.assets.signify.com/is/image/PhilipsLighting/ae396bde76074d45b217a4a4010014de | ADAM-53627 | https://www.assets.signify.com/is/content/PhilipsLighting/ce47856370d34e1ea7e5a4a400ffe53e | [49 empty] | https://www.lighting.philips.com/link/910500188815_EU/prd/aa/en
FP-910500188915 | RCS750 3C L2000 WH (XTS4200-3) | 910500188915 | 2001-06-25 00:00:00 |  |  | IP30 ¦ Tool-protected | [16 empty] | White | [25 empty] | Temperature 850 °C, duration 5 s |  | IP30 ¦ Tool-protected | [29 empty] | 2000 mm | [6 empty] | Safety class I | [9 empty] | ADAM-1490bd95c1dd49599196af73008901f0 | https://www.assets.signify.com/is/image/Signify/2bbea2cb7d634a63b988af73008902e7 | ADAM-20151211003927355 | https://www.assets.signify.com/is/content/PhilipsLighting/fp910500188915-pss-global |  |  | ADAM-53630 | https://www.assets.signify.com/is/image/PhilipsLighting/0b91e89123f64366b315a4a4010018ea | ADAM-53627 | https://www.assets.signify.com/is/content/PhilipsLighting/ce47856370d34e1ea7e5a4a400ffe53e | [49 empty] | https://www.lighting.philips.com/link/910500188915_EU/prd/aa/en
FP-910500189015 | RCS750 3C L3000 WH (XTS4300-3) | 910500189015 | 2001-09-13 00:00:00 |  |  | IP30 ¦ Tool-protected | [16 empty] | White | [25 empty] | Temperature 850 °C, duration 5 s |  | IP30 ¦ Tool-protected | [29 empty] | 3000 mm | [6 empty] | Safety class I | [9 empty] | ADAM-1490bd95c1dd49599196af73008901f0 | https://www.assets.signify.com/is/image/Signify/2bbea2cb7d634a63b988af73008902e7 | ADAM-20151211183017963 | https://www.assets.signify.com/is/content/PhilipsLighting/fp910500189015-pss-global |  |  | ADAM-53631 | https://www.assets.signify.com/is/image/PhilipsLighting/8cde3b7e4753435f93d0a4a401001c1f | ADAM-53627 | https://www.assets.signify.com/is/content/PhilipsLighting/ce47856370d34e1ea7e5a4a400ffe53e | [49 empty] | https://www.lighting.philips.com/link/910500189015_EU/prd/aa/en
FP-910500189115 | RCS750 3C L4000 WH (XTS4400-3) | 910500189115 | 2001-09-13 00:00:00 |  |  | IP30 ¦ Tool-protected | [16 empty] | White | [25 empty] | Temperature 850 °C, duration 5 s |  | IP30 ¦ Tool-protected | [29 empty] | 4000 mm | [6 empty] | Safety class I | [9 empty] | ADAM-1490bd95c1dd49599196af73008901f0 | https://www.assets.signify.com/is/image/Signify/2bbea2cb7d634a63b988af73008902e7 | ADAM-20151211015722311 | https://www.assets.signify.com/is/content/PhilipsLighting/fp910500189115-pss-global |  |  | ADAM-53632 | https://www.assets.signify.com/is/image/PhilipsLighting/9954a748911d42d7a51ba4a401001f9a | ADAM-53627 | https://www.assets.signify.com/is/content/PhilipsLighting/ce47856370d34e1ea7e5a4a400ffe53e | [49 empty] | https://www.lighting.philips.com/link/910500189115_EU/prd/aa/en
FP-910500465901 | DN145B LED10S/830 PSD-E II WH | 910500465901 | 2019-02-22 00:00:00 |  |  | IP20/44 ¦ Finger-protected; wire-protected, splash-proof |  |  |  | 3000 K |  |  |  |  | Yes | [8 empty] | 0 to +35 °C |  | - W | 120 degree(s) | [5 empty] | - | Yes | Connection unit 2-pole | No | DALI | 0.0015 % | Yes | Power supply unit with DALI interface external |  |  | ENEC mark |  | - |  | For mounting on normally flammable surfaces |  | Temperature 650 °C, duration 30 s | Aluminum die cast | IP20/44 ¦ Finger-protected; wire-protected, splash-proof | (0.43657,0.40454) SDCM<lt/>3 | - W | 220 to 240 V | 20.4 A | 0.0019 ms | LED10S ¦ LED Module, system flux 1000 lm |  | No | 84° | +/-10% |  | Not applicable | IK02 ¦ 0.2 J standard |  |  |  |  | 1 unit | 1 | 24 | Polymethyl methacrylate | Beam angle 90° |  | Opal | Polystyrene |  | Opal | 166 mm | 28 mm | [6 empty] | +/-10% | Safety class II | - |  | Yes |  | 28 |  |  | 5 years |  | ADAM-a28c2b7750bd4ab8b4bcaa000001b30c | https://www.assets.signify.com/is/image/PhilipsLighting/3ac81a57906345d499c5aa000001bb1b | ADAM-3da58f79f0f34ad9a4adaa80012d8893 | https://www.assets.signify.com/is/content/PhilipsLighting/fp910500465901-pss-global |  |  | ADAM-b45f3b09ae234c2d97f8aa7a00809432 | https://www.assets.signify.com/is/image/PhilipsLighting/c67a236210eb41c7887caa7a00809505 | ADAM-2c2906d55ae54b828b46aa7a009d1df6;ADAM-8cd108eba98241a0a24eabc800b9c40b | https://www.assets.signify.com/is/content/PhilipsLighting/4b0ef53f57e34d25ace8aa7a009d1dd8;https://www.assets.signify.com/is/content/PhilipsLighting/545f3dfb1f7e49e28b9eabc800b9c408 |  |  |  |  | ADAM-2c2866eada8040d69f76aa9d00860afa | https://www.docs.signify.com/assets/ies/ifmt1_dn145bpsdd1661xled10s830.ies | [14 empty] | ADAM-cb28de21951b473680d3aa9d00860e84 | https://www.docs.signify.com/assets/emd/ifmt2_dn145bpsdd1661xled10s830.ldt | ADAM-cd4acd28298a45da9f39af1800880c1f | https://www.assets.signify.com/is/content/Signify/c43b29eb88344db787e8af1800881464 | ADAM-e44636982ef3489c8d1caf32007fac9a;ADAM-46b7b709fc1a4c689438afdc006ffe61;ADAM-42e6b10549b7408d91bab00d010a0ebd | https://www.assets.signify.com/is/content/Signify/b034aea9062a4e9ba8f4af32007fb995;https://www.assets.signify.com/is/content/Signify/9adf7d36b0de4f5e9754afdc006ffe57;https://www.assets.signify.com/is/content/Signify/c1a04e80a21344f3b464b00d010a1dc9 |  |  | L70 |  |  | 1100 lumen | White |  | <gt/>80 | 3000 K | 13 W | 85 lm/W | 50 or 60 Hz | 830 warm white | 1100 lumen |  | 13 W | 0.9 | [5 empty] | https://www.lighting.philips.com/link/910500465901_EU/prd/aa/en
FP-910500465902 | DN145B LED10S/840 PSD-E II WH | 910500465902 | 2019-02-22 00:00:00 |  |  | IP20/44 ¦ Finger-protected; wire-protected, splash-proof |  |  |  | 4000 K |  |  |  |  | Yes | [8 empty] | 0 to +35 °C |  | - W | 120 degree(s) | [5 empty] | - | Yes | Connection unit 2-pole | No | DALI | 0.0015 % | Yes | Power supply unit with DALI interface external |  |  | ENEC mark |  | - |  | For mounting on normally flammable surfaces |  | Temperature 650 °C, duration 30 s | Aluminum die cast | IP20/44 ¦ Finger-protected; wire-protected, splash-proof | (0.38212,0.38031) SDCM<lt/>3 | - W | 220 to 240 V | 20.4 A | 0.0019 ms | LED10S ¦ LED Module, system flux 1000 lm |  | No | 84° | +/-10% |  | Not applicable | IK02 ¦ 0.2 J standard |  |  |  |  | 1 unit | 1 | 24 | Polymethyl methacrylate | Beam angle 90° |  | Opal | Polystyrene |  | Opal | 166 mm | 28 mm | [6 empty] | +/-10% | Safety class II | - |  | Yes |  | 28 |  |  | 5 years |  | ADAM-a28c2b7750bd4ab8b4bcaa000001b30c | https://www.assets.signify.com/is/image/PhilipsLighting/3ac81a57906345d499c5aa000001bb1b | ADAM-b8146483f0524b7fa99faa80012d0f32 | https://www.assets.signify.com/is/content/PhilipsLighting/fp910500465902-pss-global |  |  | ADAM-b45f3b09ae234c2d97f8aa7a00809432 | https://www.assets.signify.com/is/image/PhilipsLighting/c67a236210eb41c7887caa7a00809505 | ADAM-2c2906d55ae54b828b46aa7a009d1df6;ADAM-8cd108eba98241a0a24eabc800b9c40b | https://www.assets.signify.com/is/content/PhilipsLighting/4b0ef53f57e34d25ace8aa7a009d1dd8;https://www.assets.signify.com/is/content/PhilipsLighting/545f3dfb1f7e49e28b9eabc800b9c408 |  |  |  |  | ADAM-41d57cada38049ae87e3aa9d008619d0 | https://www.docs.signify.com/assets/ies/ifmt1_dn145bpsdd1661xled10s840.ies | [14 empty] | ADAM-532334998a1e4d49915aaa9d00861c04 | https://www.docs.signify.com/assets/emd/ifmt2_dn145bpsdd1661xled10s840.ldt | ADAM-cd4acd28298a45da9f39af1800880c1f | https://www.assets.signify.com/is/content/Signify/c43b29eb88344db787e8af1800881464 | ADAM-e44636982ef3489c8d1caf32007fac9a;ADAM-46b7b709fc1a4c689438afdc006ffe61;ADAM-42e6b10549b7408d91bab00d010a0ebd | https://www.assets.signify.com/is/content/Signify/b034aea9062a4e9ba8f4af32007fb995;https://www.assets.signify.com/is/content/Signify/9adf7d36b0de4f5e9754afdc006ffe57;https://www.assets.signify.com/is/content/Signify/c1a04e80a21344f3b464b00d010a1dc9 |  |  | L70 |  |  | 1100 lumen | White |  | <gt/>80 | 4000 K | 13 W | 85 lm/W | 50 or 60 Hz | 840 neutral white | 1100 lumen |  | 13 W | 0.9 | [5 empty] | https://www.lighting.philips.com/link/910500465902_EU/prd/aa/en
FP-910500465903 | DN145B LED20S/830 PSD-E II WH | 910500465903 | 2019-02-22 00:00:00 |  |  | IP20/44 ¦ Finger-protected; wire-protected, splash-proof |  |  |  | 3000 K |  |  |  |  | Yes | [8 empty] | 0 to +35 °C |  | - W | 120 degree(s) | [5 empty] | - | Yes | Connection unit 2-pole | No | DALI | 0.0015 % | Yes | Power supply unit with DALI interface external |  |  | ENEC mark |  | - |  | For mounting on normally flammable surfaces |  | Temperature 650 °C, duration 30 s | Aluminum die cast | IP20/44 ¦ Finger-protected; wire-protected, splash-proof | (0.43657,0.40454) SDCM<lt/>3 | - W | 220 to 240 V | 20.4 A | 0.0019 ms | LED20S ¦ LED Module, system flux 2000 lm |  | No | 84° | +/-10% |  | Not applicable | IK02 ¦ 0.2 J standard |  |  |  |  | 1 unit | 1 | 24 | Polymethyl methacrylate | Beam angle 90° |  | Opal | Polystyrene |  | Opal | 215 mm | 28 mm | [6 empty] | +/-10% | Safety class II | - |  | Yes |  | 28 |  |  | 5 years |  | ADAM-5e3ffb3215dc469f886eaa000001bf66 | https://www.assets.signify.com/is/image/PhilipsLighting/1ea05629a42147efb273aa000001c589 | ADAM-7ffec87d7354470c8364aa80012c9d89 | https://www.assets.signify.com/is/content/PhilipsLighting/fp910500465903-pss-global |  |  | ADAM-54b4c8ace77c44969bdeaa7a008096fd | https://www.assets.signify.com/is/image/PhilipsLighting/20e7caec46bb4bce93d6aa7a00809809 | ADAM-2c2906d55ae54b828b46aa7a009d1df6;ADAM-8cd108eba98241a0a24eabc800b9c40b | https://www.assets.signify.com/is/content/PhilipsLighting/4b0ef53f57e34d25ace8aa7a009d1dd8;https://www.assets.signify.com/is/content/PhilipsLighting/545f3dfb1f7e49e28b9eabc800b9c408 |  |  |  |  | ADAM-3be27b034cda4213ae0caa9d0086282c | https://www.docs.signify.com/assets/ies/ifmt1_dn145bpsdd2181xled20s830.ies | [14 empty] | ADAM-0775e2a099804953bd66aa9d00862a20 | https://www.docs.signify.com/assets/emd/ifmt2_dn145bpsdd2181xled20s830.ldt | ADAM-cd4acd28298a45da9f39af1800880c1f | https://www.assets.signify.com/is/content/Signify/c43b29eb88344db787e8af1800881464 | ADAM-e44636982ef3489c8d1caf32007fac9a;ADAM-46b7b709fc1a4c689438afdc006ffe61;ADAM-42e6b10549b7408d91bab00d010a0ebd | https://www.assets.signify.com/is/content/Signify/b034aea9062a4e9ba8f4af32007fb995;https://www.assets.signify.com/is/content/Signify/9adf7d36b0de4f5e9754afdc006ffe57;https://www.assets.signify.com/is/content/Signify/c1a04e80a21344f3b464b00d010a1dc9 |  |  | L70 |  |  | 2100 lumen | White |  | <gt/>80 | 3000 K | 22.5 W | 93 lm/W | 50 or 60 Hz | 830 warm white | 2100 lumen |  | 22.5 W | 0.9 | [5 empty] | https://www.lighting.philips.com/link/910500465903_EU/prd/aa/en
FP-910500465904 | DN145B LED20S/840 PSD-E II WH | 910500465904 | 2019-02-22 00:00:00 |  |  | IP20/44 ¦ Finger-protected; wire-protected, splash-proof |  |  |  | 4000 K |  |  |  |  | Yes | [8 empty] | 0 to +35 °C |  | - W | 120 degree(s) | [5 empty] | - | Yes | Connection unit 2-pole | No | DALI | 0.0015 % | Yes | Power supply unit with DALI interface external |  |  | ENEC mark |  | - |  | For mounting on normally flammable surfaces |  | Temperature 650 °C, duration 30 s | Aluminum die cast | IP20/44 ¦ Finger-protected; wire-protected, splash-proof | (0.38212,0.38031) SDCM<lt/>3 | - W | 220 to 240 V | 20.4 A | 0.0019 ms | LED20S ¦ LED Module, system flux 2000 lm |  | No | 84° | +/-10% |  | Not applicable | IK02 ¦ 0.2 J standard |  |  |  |  | 1 unit | 1 | 24 | Polymethyl methacrylate | Beam angle 90° |  | Opal | Polystyrene |  | Opal | 215 mm | 28 mm | [6 empty] | +/-10% | Safety class II | - |  | Yes |  | 28 |  |  | 5 years |  | ADAM-5e3ffb3215dc469f886eaa000001bf66 | https://www.assets.signify.com/is/image/PhilipsLighting/1ea05629a42147efb273aa000001c589 | ADAM-20890868b7a64608bee7aa80012cd445 | https://www.assets.signify.com/is/content/PhilipsLighting/fp910500465904-pss-global |  |  | ADAM-54b4c8ace77c44969bdeaa7a008096fd | https://www.assets.signify.com/is/image/PhilipsLighting/20e7caec46bb4bce93d6aa7a00809809 | ADAM-2c2906d55ae54b828b46aa7a009d1df6;ADAM-8cd108eba98241a0a24eabc800b9c40b | https://www.assets.signify.com/is/content/PhilipsLighting/4b0ef53f57e34d25ace8aa7a009d1dd8;https://www.assets.signify.com/is/content/PhilipsLighting/545f3dfb1f7e49e28b9eabc800b9c408 |  |  |  |  | ADAM-d53404369e7f46df9bd4aa9d008633fc | https://www.docs.signify.com/assets/ies/ifmt1_dn145bpsdd2181xled20s840.ies | [14 empty] | ADAM-2d092d2fef7043ccba88aa9d008636a3 | https://www.docs.signify.com/assets/emd/ifmt2_dn145bpsdd2181xled20s840.ldt | ADAM-cd4acd28298a45da9f39af1800880c1f | https://www.assets.signify.com/is/content/Signify/c43b29eb88344db787e8af1800881464 | ADAM-e44636982ef3489c8d1caf32007fac9a;ADAM-46b7b709fc1a4c689438afdc006ffe61;ADAM-42e6b10549b7408d91bab00d010a0ebd | https://www.assets.signify.com/is/content/Signify/b034aea9062a4e9ba8f4af32007fb995;https://www.assets.signify.com/is/content/Signify/9adf7d36b0de4f5e9754afdc006ffe57;https://www.assets.signify.com/is/content/Signify/c1a04e80a21344f3b464b00d010a1dc9 |  |  | L70 |  |  | 2100 lumen | White |  | <gt/>80 | 4000 K | 22.5 W | 93 lm/W | 50 or 60 Hz | 840 neutral white | 2100 lumen |  | 22.5 W | 0.9 | [5 empty] | https://www.lighting.philips.com/link/910500465904_EU/prd/aa/en
FP-910502558418 | ZRS750 EPSL BK (XTS12-2+41-2) | 910502558418 | 2006-02-17 00:00:00 | [19 empty] | Black | [30 empty] | 250 V | [43 empty] | ADAM-14a75e423cd14938b776af730088d1d0 | https://www.assets.signify.com/is/image/Signify/1f65cd99f4c34587a86daf730088d383 | ADAM-20151211052946514 | https://www.assets.signify.com/is/content/PhilipsLighting/fp910502558418-pss-global |  |  | ADAM-78038 | https://www.assets.signify.com/is/image/PhilipsLighting/c1aee4d6be3b4273a71ca4a501577843 | [51 empty] | https://www.lighting.philips.com/link/910502558418_EU/prd/aa/en
FP-910502558518 | ZRS750 EPSR BK (XTS11-2+41-2) | 910502558518 | 2005-06-29 00:00:00 | [19 empty] | Black | [30 empty] | 250 V | [43 empty] | ADAM-125bb8fa25324d4a8707af730088dae4 | https://www.assets.signify.com/is/image/Signify/3194ddac42f945f4b42caf730088deb4 | ADAM-20151211070849213 | https://www.assets.signify.com/is/content/PhilipsLighting/fp910502558518-pss-global |  |  | ADAM-78037 | https://www.assets.signify.com/is/image/PhilipsLighting/d206ef6886e44eda9e4aa4a501577458 | [51 empty] | https://www.lighting.philips.com/link/910502558518_EU/prd/aa/en
FP-910502558618 | ZRS750 EP BK (XTS41-2) | 910502558618 | 2006-02-17 00:00:00 | [19 empty] | Black | [74 empty] | ADAM-3505f82418034c5ea0c2af730089754d | https://www.assets.signify.com/is/image/Signify/1c608a7837bb4025910baf7300897902 | ADAM-20151211024451370 | https://www.assets.signify.com/is/content/PhilipsLighting/fp910502558618-pss-global |  |  | ADAM-78036 | https://www.assets.signify.com/is/image/PhilipsLighting/b216eafe56da4d719bc6a4a50157714e | [51 empty] | https://www.lighting.philips.com/link/910502558618_EU/prd/aa/en
FP-910502558718 | ZRS750 ICP BK (XTS21-2) | 910502558718 | 2005-06-29 00:00:00 | [19 empty] | Black | [30 empty] | 250 V | [43 empty] | ADAM-f1fcf1f311f54290b256af73008979ee | https://www.assets.signify.com/is/image/Signify/ce4f69fcfb0b46188eccaf7300897ad9 | ADAM-20151211023522722 | https://www.assets.signify.com/is/content/PhilipsLighting/fp910502558718-pss-global |  |  | ADAM-78034 | https://www.assets.signify.com/is/image/PhilipsLighting/f9d0d214720b4ed68b1ea4a501576b37 | [51 empty] | https://www.lighting.philips.com/link/910502558718_EU/prd/aa/en
FP-910502558818 | ZRS750 CCPE BK (XTS35-2) | 910502558818 | 2006-06-03 00:00:00 | [19 empty] | Black | [74 empty] | ADAM-032fc679384544a09106af7300896ea9 | https://www.assets.signify.com/is/image/Signify/b3d241cce74d479a9a98af730089724a | ADAM-20151211101318075 | https://www.assets.signify.com/is/content/PhilipsLighting/fp910502558818-pss-global |  |  | ADAM-78032 | https://www.assets.signify.com/is/image/PhilipsLighting/976764e824114d1fa3dfa4a5015764ec | [51 empty] | https://www.lighting.philips.com/link/910502558818_EU/prd/aa/en
FP-910502558918 | ZRS750 CCPI BK (XTS34-2) | 910502558918 | 2006-04-08 00:00:00 | [19 empty] | Black | [74 empty] | ADAM-032fc679384544a09106af7300896ea9 | https://www.assets.signify.com/is/image/Signify/b3d241cce74d479a9a98af730089724a | ADAM-20151211195848342 | https://www.assets.signify.com/is/content/PhilipsLighting/fp910502558918-pss-global |  |  | ADAM-78033 | https://www.assets.signify.com/is/image/PhilipsLighting/c4de11bedd6d4a5b827ea4a501576813 | [51 empty] | https://www.lighting.philips.com/link/910502558918_EU/prd/aa/en
FP-910502559118 | ZRS750 CPS BK (XTS14-2) | 910502559118 | 2006-06-03 00:00:00 | [19 empty] | Black | [30 empty] | 250 V | [43 empty] | ADAM-0234d06b609c44e29465af730089732a | https://www.assets.signify.com/is/image/Signify/e63ab19e3ab34431adbdaf7300897449 | ADAM-20151211195050665 | https://www.assets.signify.com/is/content/PhilipsLighting/fp910502559118-pss-global |  |  | ADAM-78034 | https://www.assets.signify.com/is/image/PhilipsLighting/f9d0d214720b4ed68b1ea4a501576b37 | [51 empty] | https://www.lighting.philips.com/link/910502559118_EU/prd/aa/en
FP-910505100038 | WT120C G2 LED19S/840 PSD L600 | 910505100038 | 2019-05-14 00:00:00 |  |  | IP65 ¦ Dust penetration-protected, jet-proof |  |  |  | 4000 K |  |  |  |  | Yes | [8 empty] | -20 to +35 °C | [8 empty] | - | CE mark | Push-in connector 5-pole | No | DALI |  | Yes | Power supply unit with DALI interface |  |  | ENEC mark |  | Stainless steel |  | For mounting on easily flammable surfaces |  | Temperature 850 °C, duration 30 s | Polycarbonate | IP65 ¦ Dust penetration-protected, jet-proof | (0.38,0.38)SDCM<lt/>=3 |  | 220 to 240 V | 19.4 A | 0.2 ms | LED19S ¦ LED module, system flux 1900 lm |  | No | 105° | +/-10% |  | 1% | IK08 ¦ 5 J vandal-protected |  |  |  |  | 1 unit |  | 30 | Polycarbonate | Wide beam |  | Frosted | Polycarbonate |  |  |  | 76 mm | 665 mm | 80 mm |  |  |  |  | +/-10% | Safety class I | Steel |  | Not applicable |  | 25 |  |  | 5 years |  | ADAM-b38d8ec3fdca4f6c89c9aa8800a28ca8 | https://www.assets.signify.com/is/image/Signify/b9c939fd2b64412ab728aa8800a293c6 | ADAM-b828b90ca0d047ffae25aa9200d56db7 | https://www.assets.signify.com/is/content/PhilipsLighting/fp910505100038-pss-global |  |  | ADAM-32d829c0f6cb434dbcbdaa7e0070f02d | https://www.assets.signify.com/is/image/PhilipsLighting/41204458ec83459fb3a5aa7e0070f02b | ADAM-f724d729e20b42d19136b020008c5f47 | https://www.assets.signify.com/is/content/Signify/108729998d8d461c825bb020008c63ec |  |  | ADAM-011d3d617cef452e9d09abbc0098820c | https://www.assets.signify.com/is/content/Signify/f327af1d633342aa9fa9abbc009882c4 | ADAM-9d2eed1cdbd94670bf11aacb00817e31 | https://www.docs.signify.com/assets/ies/ifmt1_wt120cg2psdl6001xled19s840.ies | [14 empty] | ADAM-a8960d1f5baa431aab17aacb00818209 | https://www.docs.signify.com/assets/emd/ifmt2_wt120cg2psdl6001xled19s840.ldt | ADAM-cd4acd28298a45da9f39af1800880c1f | https://www.assets.signify.com/is/content/Signify/c43b29eb88344db787e8af1800881464 | ADAM-f3f2b87ead874a759cc5acef00f53d2a;ADAM-978eae12832d4dcaa3b6acef00f57e55;ADAM-e44636982ef3489c8d1caf32007fac9a | https://www.assets.signify.com/is/content/Signify/9fe5311bf37f48cdaa40acef00f55bca;https://www.assets.signify.com/is/content/Signify/1a3f0f8cb94d4f108039acef00f59a61;https://www.assets.signify.com/is/content/Signify/b034aea9062a4e9ba8f4af32007fb995 |  |  | 85 | 70 |  | 1900 lumen | Gray |  | <gt/>80 | 4000 K | 16.5 W | 115 lm/W | 50 or 60 Hz | 840 neutral white | 1900 lumen |  | 16.5 W | 0.77 | [5 empty] | https://www.lighting.philips.com/link/910505100038_EU/prd/aa/en
FP-910505100044 | WT120C G2 LED27S/840 PSD L1200 | 910505100044 | 2019-05-14 00:00:00 |  |  | IP65 ¦ Dust penetration-protected, jet-proof |  |  |  | 4000 K |  |  |  |  | Yes | [8 empty] | -20 to +35 °C | [8 empty] | - | CE mark | Push-in connector 5-pole | No | DALI |  | Yes | Power supply unit with DALI interface |  |  | ENEC mark |  | Stainless steel |  | For mounting on easily flammable surfaces |  | Temperature 850 °C, duration 30 s | Polycarbonate | IP65 ¦ Dust penetration-protected, jet-proof | (0.38,0.38)SDCM<lt/>=3 |  | 220 to 240 V | 19.4 A | 0.2 ms | LED27S ¦ LED Module, system flux 2700 lm |  | No | 105° | +/-10% |  | 1% | IK08 ¦ 5 J vandal-protected |  |  |  |  | 1 unit |  | 30 | Polycarbonate | Wide beam |  | Frosted | Polycarbonate |  |  |  | 76 mm | 1215 mm | 80 mm |  |  |  |  | +/-10% | Safety class I | Steel |  | Not applicable |  | 25 |  |  | 5 years |  | ADAM-4cc436933d5540b2af00acdf006b0f45 | https://www.assets.signify.com/is/image/Signify/0e8224cd1e2e4daba4e4acdf006b1944 | ADAM-342e14168325463185ecaa9200cb01a9 | https://www.assets.signify.com/is/content/PhilipsLighting/fp910505100044-pss-global |  |  | ADAM-87eaf1130687462e8401aa7e0078539b | https://www.assets.signify.com/is/image/PhilipsLighting/55c39efbe28641fdb9dbaa7e00785399 | ADAM-f724d729e20b42d19136b020008c5f47 | https://www.assets.signify.com/is/content/Signify/108729998d8d461c825bb020008c63ec |  |  | ADAM-3ded4165533a4f68a3ffabbc00988373 | https://www.assets.signify.com/is/content/Signify/fd1116237e2442aca49aabbc009883b7 | ADAM-61a31ad627e84876adc5aacb0080da1c | https://www.docs.signify.com/assets/ies/ifmt1_wt120cg2psdl12001xled27s840.ies | [14 empty] | ADAM-6e15fde46add4c17bb8faacb0080e356 | https://www.docs.signify.com/assets/emd/ifmt2_wt120cg2psdl12001xled27s840.ldt | ADAM-cd4acd28298a45da9f39af1800880c1f | https://www.assets.signify.com/is/content/Signify/c43b29eb88344db787e8af1800881464 | ADAM-f3f2b87ead874a759cc5acef00f53d2a;ADAM-978eae12832d4dcaa3b6acef00f57e55;ADAM-e44636982ef3489c8d1caf32007fac9a | https://www.assets.signify.com/is/content/Signify/9fe5311bf37f48cdaa40acef00f55bca;https://www.assets.signify.com/is/content/Signify/1a3f0f8cb94d4f108039acef00f59a61;https://www.assets.signify.com/is/content/Signify/b034aea9062a4e9ba8f4af32007fb995 |  |  | 85 | 70 |  | 2700 lumen | Gray |  | <gt/>80 | 4000 K | 22 W | 123 lm/W | 50 or 60 Hz | 840 neutral white | 2700 lumen |  | 22 W | 0.77 | [5 empty] | https://www.lighting.philips.com/link/910505100044_EU/prd/aa/en
FP-910505100050 | WT120C G2 LED40S/840 PSU WEC L1200 | 910505100050 | 2019-05-14 00:00:00 |  |  | IP65 ¦ Dust penetration-protected, jet-proof |  |  |  | 4000 K |  |  |  |  | No | [8 empty] | -20 to +35 °C | [8 empty] | - | CE mark | Waterproof External plug-in connector 3-pole | No |  |  | Yes | Power supply unit (On/Off) |  |  | ENEC mark |  | Stainless steel |  | For mounting on easily flammable surfaces |  | Temperature 850 °C, duration 30 s | Polycarbonate | IP65 ¦ Dust penetration-protected, jet-proof | (0.38,0.38)SDCM<lt/>=3 |  | 220 to 240 V | 5.16 A | 0.047 ms | LED40S ¦ LED module, system flux 4000 lm |  | No | 105° | +/-10% |  | Not applicable | IK08 ¦ 5 J vandal-protected |  |  |  |  | 1 unit |  | 36 | Polycarbonate | Wide beam |  | Frosted | Polycarbonate |  |  |  | 76 mm | 1215 mm | 80 mm |  |  |  |  | +/-10% | Safety class I | Steel |  | Not applicable |  | 25 |  |  | 5 years |  | ADAM-4cc436933d5540b2af00acdf006b0f45 | https://www.assets.signify.com/is/image/Signify/0e8224cd1e2e4daba4e4acdf006b1944 | ADAM-e8e26dfcaf6a45348d4caa9200e51537 | https://www.assets.signify.com/is/content/PhilipsLighting/fp910505100050-pss-global |  |  | ADAM-87eaf1130687462e8401aa7e0078539b | https://www.assets.signify.com/is/image/PhilipsLighting/55c39efbe28641fdb9dbaa7e00785399 | ADAM-f724d729e20b42d19136b020008c5f47 | https://www.assets.signify.com/is/content/Signify/108729998d8d461c825bb020008c63ec |  |  | ADAM-3ded4165533a4f68a3ffabbc00988373 | https://www.assets.signify.com/is/content/Signify/fd1116237e2442aca49aabbc009883b7 | ADAM-286f35c85b70418fa479aacb00830506 | https://www.docs.signify.com/assets/ies/ifmt1_wt120cg2psul12001xled40s840.ies | [14 empty] | ADAM-822bd635d2974637896aaacb00830682 | https://www.docs.signify.com/assets/emd/ifmt2_wt120cg2psul12001xled40s840.ldt | ADAM-cd4acd28298a45da9f39af1800880c1f | https://www.assets.signify.com/is/content/Signify/c43b29eb88344db787e8af1800881464 | ADAM-f3f2b87ead874a759cc5acef00f53d2a;ADAM-978eae12832d4dcaa3b6acef00f57e55;ADAM-e44636982ef3489c8d1caf32007fac9a | https://www.assets.signify.com/is/content/Signify/9fe5311bf37f48cdaa40acef00f55bca;https://www.assets.signify.com/is/content/Signify/1a3f0f8cb94d4f108039acef00f59a61;https://www.assets.signify.com/is/content/Signify/b034aea9062a4e9ba8f4af32007fb995 |  |  | 85 | 70 |  | 4000 lumen | Gray |  | <gt/>80 | 4000 K | 29 W | 138 lm/W | 50 or 60 Hz | 840 neutral white | 4000 lumen |  | 29 W | 0.86 | [5 empty] | https://www.lighting.philips.com/link/910505100050_EU/prd/aa/en
FP-910505100051 | WT120C G2 LED40S/840 PSU TW1 WEC L1200 | 910505100051 | 2019-05-14 00:00:00 |  |  | IP65 ¦ Dust penetration-protected, jet-proof |  |  |  | 4000 K |  |  |  |  | No | [8 empty] | -20 to +35 °C | [8 empty] | - | CE mark | Waterproof External plug-in connector 3-pole | No |  |  | Yes | Power supply unit (On/Off) |  |  | ENEC mark |  | Stainless steel |  | For mounting on easily flammable surfaces |  | Temperature 850 °C, duration 30 s | Polycarbonate | IP65 ¦ Dust penetration-protected, jet-proof | (0.38,0.38)SDCM<lt/>=3 |  | 220 to 240 V | 5.16 A | 0.047 ms | LED40S ¦ LED module, system flux 4000 lm |  | No | 105° | +/-10% |  | Not applicable | IK08 ¦ 5 J vandal-protected |  |  |  |  | 1 unit |  | 36 | Polycarbonate | Wide beam |  | Frosted | Polycarbonate |  |  |  | 76 mm | 1215 mm | 80 mm |  |  |  |  | +/-10% | Safety class I | Steel |  | Not applicable |  | 25 |  |  | 5 years |  | ADAM-4cc436933d5540b2af00acdf006b0f45 | https://www.assets.signify.com/is/image/Signify/0e8224cd1e2e4daba4e4acdf006b1944 | ADAM-61091e222a4342b398f7aa9200d1dc80 | https://www.assets.signify.com/is/content/PhilipsLighting/fp910505100051-pss-global |  |  | ADAM-87eaf1130687462e8401aa7e0078539b | https://www.assets.signify.com/is/image/PhilipsLighting/55c39efbe28641fdb9dbaa7e00785399 | ADAM-f724d729e20b42d19136b020008c5f47 | https://www.assets.signify.com/is/content/Signify/108729998d8d461c825bb020008c63ec |  |  | ADAM-3ded4165533a4f68a3ffabbc00988373 | https://www.assets.signify.com/is/content/Signify/fd1116237e2442aca49aabbc009883b7 | ADAM-286f35c85b70418fa479aacb00830506 | https://www.docs.signify.com/assets/ies/ifmt1_wt120cg2psul12001xled40s840.ies | [14 empty] | ADAM-822bd635d2974637896aaacb00830682 | https://www.docs.signify.com/assets/emd/ifmt2_wt120cg2psul12001xled40s840.ldt | ADAM-cd4acd28298a45da9f39af1800880c1f | https://www.assets.signify.com/is/content/Signify/c43b29eb88344db787e8af1800881464 | ADAM-f3f2b87ead874a759cc5acef00f53d2a;ADAM-978eae12832d4dcaa3b6acef00f57e55;ADAM-e44636982ef3489c8d1caf32007fac9a | https://www.assets.signify.com/is/content/Signify/9fe5311bf37f48cdaa40acef00f55bca;https://www.assets.signify.com/is/content/Signify/1a3f0f8cb94d4f108039acef00f59a61;https://www.assets.signify.com/is/content/Signify/b034aea9062a4e9ba8f4af32007fb995 |  |  | 85 | 70 |  | 4000 lumen | Gray |  | <gt/>80 | 4000 K | 29.5 W | 136 lm/W | 50 or 60 Hz | 840 neutral white | 4000 lumen |  | 29.5 W | 0.86 | [5 empty] | https://www.lighting.philips.com/link/910505100051_EU/prd/aa/en
FP-910505100053 | WT120C G2 LED40S/840 PSD L1200 | 910505100053 | 2019-05-14 00:00:00 |  |  | IP65 ¦ Dust penetration-protected, jet-proof |  |  |  | 4000 K |  |  |  |  | Yes | [8 empty] | -20 to +35 °C | [8 empty] | - | CE mark | Push-in connector 5-pole | No | DALI |  | Yes | Power supply unit with DALI interface |  |  | ENEC mark |  | Stainless steel |  | For mounting on easily flammable surfaces |  | Temperature 850 °C, duration 30 s | Polycarbonate | IP65 ¦ Dust penetration-protected, jet-proof | (0.38,0.38)SDCM<lt/>=3 |  | 220 to 240 V | 19.4 A | 0.2 ms | LED40S ¦ LED module, system flux 4000 lm |  | No | 105° | +/-10% |  | 1% | IK08 ¦ 5 J vandal-protected |  |  |  |  | 1 unit |  | 30 | Polycarbonate | Wide beam |  | Frosted | Polycarbonate |  |  |  | 76 mm | 1215 mm | 80 mm |  |  |  |  | +/-10% | Safety class I | Steel |  | Not applicable |  | 25 |  |  | 5 years |  | ADAM-4cc436933d5540b2af00acdf006b0f45 | https://www.assets.signify.com/is/image/Signify/0e8224cd1e2e4daba4e4acdf006b1944 | ADAM-4ccc4cc6785f496dbfe0aa9200d147a8 | https://www.assets.signify.com/is/content/PhilipsLighting/fp910505100053-pss-global |  |  | ADAM-87eaf1130687462e8401aa7e0078539b | https://www.assets.signify.com/is/image/PhilipsLighting/55c39efbe28641fdb9dbaa7e00785399 | ADAM-f724d729e20b42d19136b020008c5f47 | https://www.assets.signify.com/is/content/Signify/108729998d8d461c825bb020008c63ec |  |  | ADAM-3ded4165533a4f68a3ffabbc00988373 | https://www.assets.signify.com/is/content/Signify/fd1116237e2442aca49aabbc009883b7 | ADAM-692fcfc178ba48ffa521aacb00810028 | https://www.docs.signify.com/assets/ies/ifmt1_wt120cg2psdl12001xled40s840.ies | [14 empty] | ADAM-a913df662a92430c88d8aacb00810712 | https://www.docs.signify.com/assets/emd/ifmt2_wt120cg2psdl12001xled40s840.ldt | ADAM-cd4acd28298a45da9f39af1800880c1f | https://www.assets.signify.com/is/content/Signify/c43b29eb88344db787e8af1800881464 | ADAM-f3f2b87ead874a759cc5acef00f53d2a;ADAM-978eae12832d4dcaa3b6acef00f57e55;ADAM-e44636982ef3489c8d1caf32007fac9a | https://www.assets.signify.com/is/content/Signify/9fe5311bf37f48cdaa40acef00f55bca;https://www.assets.signify.com/is/content/Signify/1a3f0f8cb94d4f108039acef00f59a61;https://www.assets.signify.com/is/content/Signify/b034aea9062a4e9ba8f4af32007fb995 |  |  | 85 | 70 |  | 4000 lumen | Gray |  | <gt/>80 | 4000 K | 30.5 W | 131 lm/W | 50 or 60 Hz | 840 neutral white | 4000 lumen |  | 30.5 W | 0.86 | [5 empty] | https://www.lighting.philips.com/link/910505100053_EU/prd/aa/en
FP-910505100061 | WT120C G2 LED34S/840 PSD L1500 | 910505100061 | 2019-05-14 00:00:00 |  |  | IP65 ¦ Dust penetration-protected, jet-proof |  |  |  | 4000 K |  |  |  |  | Yes | [8 empty] | -20 to +35 °C | [8 empty] | - | CE mark | Push-in connector 5-pole | No | DALI |  | Yes | Power supply unit with DALI interface |  |  | ENEC mark |  | Stainless steel |  | For mounting on easily flammable surfaces |  | Temperature 850 °C, duration 30 s | Polycarbonate | IP65 ¦ Dust penetration-protected, jet-proof | (0.38,0.38)SDCM<lt/>=3 |  | 220 to 240 V | 3.58 A | 0.04 ms | LED34S ¦ LED module, system flux 3400 lm |  | No | 105° | +/-10% |  | 1% | IK08 ¦ 5 J vandal-protected |  |  |  |  | 1 unit |  | 30 | Polycarbonate | Wide beam |  | Frosted | Polycarbonate |  |  |  | 76 mm | 1515 mm | 80 mm |  |  |  |  | +/-10% | Safety class I | Steel |  | Not applicable |  | 25 |  |  | 5 years |  | ADAM-f2067345a00b4cc0be9dacdf006b222e | https://www.assets.signify.com/is/image/Signify/f6280649ddb645909792acdf006b2dbf | ADAM-aeefb6808b954838be91aa9200c58107 | https://www.assets.signify.com/is/content/PhilipsLighting/fp910505100061-pss-global |  |  | ADAM-3d517fdcaf0745c683d3aa7e007ae081 | https://www.assets.signify.com/is/image/PhilipsLighting/1653b4b8fd1141cba04daa7e007ae07f | ADAM-f724d729e20b42d19136b020008c5f47 | https://www.assets.signify.com/is/content/Signify/108729998d8d461c825bb020008c63ec |  |  | ADAM-4f6de9af416e4b9ba02eabbc00988422 | https://www.assets.signify.com/is/content/Signify/5f497bbd48ce4019bcc1abbc00988456 | ADAM-7024b6b4912c43c4b3ddaacb008122bf | https://www.docs.signify.com/assets/ies/ifmt1_wt120cg2psdl15001xled34s840.ies | [14 empty] | ADAM-3c94fa99b32c4028a8a7aacb0081266f | https://www.docs.signify.com/assets/emd/ifmt2_wt120cg2psdl15001xled34s840.ldt | ADAM-cd4acd28298a45da9f39af1800880c1f | https://www.assets.signify.com/is/content/Signify/c43b29eb88344db787e8af1800881464 | ADAM-f3f2b87ead874a759cc5acef00f53d2a;ADAM-978eae12832d4dcaa3b6acef00f57e55;ADAM-e44636982ef3489c8d1caf32007fac9a | https://www.assets.signify.com/is/content/Signify/9fe5311bf37f48cdaa40acef00f55bca;https://www.assets.signify.com/is/content/Signify/1a3f0f8cb94d4f108039acef00f59a61;https://www.assets.signify.com/is/content/Signify/b034aea9062a4e9ba8f4af32007fb995 |  |  | 85 | 70 |  | 3400 lumen | Gray |  | <gt/>80 | 4000 K | 26 W | 131 lm/W | 50 or 60 Hz | 840 neutral white | 3400 lumen |  | 26 W | 0.86 | [5 empty] | https://www.lighting.philips.com/link/910505100061_EU/prd/aa/en
FP-910505100069 | WT120C G2 LED60S/840 PSU WEC L1500 | 910505100069 | 2019-05-14 00:00:00 |  |  | IP65 ¦ Dust penetration-protected, jet-proof |  |  |  | 4000 K |  |  |  |  | No | [8 empty] | -20 to +35 °C | [8 empty] | - | CE mark | Waterproof External plug-in connector 3-pole | No |  |  | Yes | Power supply unit (On/Off) |  |  | ENEC mark |  | Stainless steel |  | For mounting on easily flammable surfaces |  | Temperature 850 °C, duration 30 s | Polycarbonate | IP65 ¦ Dust penetration-protected, jet-proof | (0.38,0.38)SDCM<lt/>=3 |  | 220 to 240 V | 5.56 A | 0.047 ms | LED60S ¦ LED Module, system flux 6000 lm |  | No | 105° | +/-10% |  | Not applicable | IK08 ¦ 5 J vandal-protected |  |  |  |  | 1 unit |  | 36 | Polycarbonate | Wide beam |  | Frosted | Polycarbonate |  |  |  | 76 mm | 1515 mm | 80 mm |  |  |  |  | +/-10% | Safety class I | Steel |  | Not applicable |  | 25 |  |  | 5 years |  | ADAM-f2067345a00b4cc0be9dacdf006b222e | https://www.assets.signify.com/is/image/Signify/f6280649ddb645909792acdf006b2dbf | ADAM-3f1c319816f94b409ee6aa9200d10031 | https://www.assets.signify.com/is/content/PhilipsLighting/fp910505100069-pss-global |  |  | ADAM-3d517fdcaf0745c683d3aa7e007ae081 | https://www.assets.signify.com/is/image/PhilipsLighting/1653b4b8fd1141cba04daa7e007ae07f | ADAM-f724d729e20b42d19136b020008c5f47 | https://www.assets.signify.com/is/content/Signify/108729998d8d461c825bb020008c63ec |  |  | ADAM-4f6de9af416e4b9ba02eabbc00988422 | https://www.assets.signify.com/is/content/Signify/5f497bbd48ce4019bcc1abbc00988456 | ADAM-9164a1bb6fb3425eb0b9aacb00836b63 | https://www.docs.signify.com/assets/ies/ifmt1_wt120cg2psul15001xled60s840.ies | [14 empty] | ADAM-15b3266df6c84c699fcfaacb00836e94 | https://www.docs.signify.com/assets/emd/ifmt2_wt120cg2psul15001xled60s840.ldt | ADAM-cd4acd28298a45da9f39af1800880c1f | https://www.assets.signify.com/is/content/Signify/c43b29eb88344db787e8af1800881464 | ADAM-f3f2b87ead874a759cc5acef00f53d2a;ADAM-978eae12832d4dcaa3b6acef00f57e55;ADAM-e44636982ef3489c8d1caf32007fac9a | https://www.assets.signify.com/is/content/Signify/9fe5311bf37f48cdaa40acef00f55bca;https://www.assets.signify.com/is/content/Signify/1a3f0f8cb94d4f108039acef00f59a61;https://www.assets.signify.com/is/content/Signify/b034aea9062a4e9ba8f4af32007fb995 |  |  | 80 | 70 |  | 6000 lumen | Gray |  | <gt/>80 | 4000 K | 44.5 W | 135 lm/W | 50 or 60 Hz | 840 neutral white | 6000 lumen |  | 44.5 W | 0.9 | [5 empty] | https://www.lighting.philips.com/link/910505100069_EU/prd/aa/en
FP-910505100070 | WT120C G2 LED60S/840 PSU TW1 WEC L1500 | 910505100070 | 2019-05-14 00:00:00 |  |  | IP65 ¦ Dust penetration-protected, jet-proof |  |  |  | 4000 K |  |  |  |  | No | [8 empty] | -20 to +35 °C | [8 empty] | - | CE mark | Waterproof External plug-in connector 3-pole | No |  |  | Yes | Power supply unit (On/Off) |  |  | ENEC mark |  | Stainless steel |  | For mounting on easily flammable surfaces |  | Temperature 850 °C, duration 30 s | Polycarbonate | IP65 ¦ Dust penetration-protected, jet-proof | (0.38,0.38)SDCM<lt/>=3 |  | 220 to 240 V | 5.56 A | 0.047 ms | LED60S ¦ LED Module, system flux 6000 lm |  | No | 105° | +/-10% |  | Not applicable | IK08 ¦ 5 J vandal-protected |  |  |  |  | 1 unit |  | 36 | Polycarbonate | Wide beam |  | Frosted | Polycarbonate |  |  |  | 76 mm | 1515 mm | 80 mm |  |  |  |  | +/-10% | Safety class I | Steel |  | Not applicable |  | 25 |  |  | 5 years |  | ADAM-f2067345a00b4cc0be9dacdf006b222e | https://www.assets.signify.com/is/image/Signify/f6280649ddb645909792acdf006b2dbf | ADAM-b56a8f8790274b4f9acfaa9200cc192a | https://www.assets.signify.com/is/content/PhilipsLighting/fp910505100070-pss-global |  |  | ADAM-3d517fdcaf0745c683d3aa7e007ae081 | https://www.assets.signify.com/is/image/PhilipsLighting/1653b4b8fd1141cba04daa7e007ae07f | ADAM-f724d729e20b42d19136b020008c5f47 | https://www.assets.signify.com/is/content/Signify/108729998d8d461c825bb020008c63ec |  |  | ADAM-4f6de9af416e4b9ba02eabbc00988422 | https://www.assets.signify.com/is/content/Signify/5f497bbd48ce4019bcc1abbc00988456 | ADAM-9164a1bb6fb3425eb0b9aacb00836b63 | https://www.docs.signify.com/assets/ies/ifmt1_wt120cg2psul15001xled60s840.ies | [14 empty] | ADAM-15b3266df6c84c699fcfaacb00836e94 | https://www.docs.signify.com/assets/emd/ifmt2_wt120cg2psul15001xled60s840.ldt | ADAM-cd4acd28298a45da9f39af1800880c1f | https://www.assets.signify.com/is/content/Signify/c43b29eb88344db787e8af1800881464 | ADAM-f3f2b87ead874a759cc5acef00f53d2a;ADAM-978eae12832d4dcaa3b6acef00f57e55;ADAM-e44636982ef3489c8d1caf32007fac9a | https://www.assets.signify.com/is/content/Signify/9fe5311bf37f48cdaa40acef00f55bca;https://www.assets.signify.com/is/content/Signify/1a3f0f8cb94d4f108039acef00f59a61;https://www.assets.signify.com/is/content/Signify/b034aea9062a4e9ba8f4af32007fb995 |  |  | 80 | 70 |  | 6000 lumen | Gray |  | <gt/>80 | 4000 K | 44 W | 136 lm/W | 50 or 60 Hz | 840 neutral white | 6000 lumen |  | 44 W | 0.9 | [5 empty] | https://www.lighting.philips.com/link/910505100070_EU/prd/aa/en
FP-910505100072 | WT120C G2 LED60S/840 PSD L1500 | 910505100072 | 2019-05-14 00:00:00 |  |  | IP65 ¦ Dust penetration-protected, jet-proof |  |  |  | 4000 K |  |  |  |  | Yes | [8 empty] | -20 to +35 °C | [8 empty] | - | CE mark | Push-in connector 5-pole | No | DALI |  | Yes | Power supply unit with DALI interface |  |  | ENEC mark |  | Stainless steel |  | For mounting on easily flammable surfaces |  | Temperature 850 °C, duration 30 s | Polycarbonate | IP65 ¦ Dust penetration-protected, jet-proof | (0.38,0.38)SDCM<lt/>=3 |  | 220 to 240 V | 20.9 A | 0.192 ms | LED60S ¦ LED Module, system flux 6000 lm |  | No | 105° | +/-10% |  | 1% | IK08 ¦ 5 J vandal-protected |  |  |  |  | 1 unit |  | 29 | Polycarbonate | Wide beam |  | Frosted | Polycarbonate |  |  |  | 76 mm | 1515 mm | 80 mm |  |  |  |  | +/-10% | Safety class I | Steel |  | Not applicable |  | 25 |  |  | 5 years |  | ADAM-f2067345a00b4cc0be9dacdf006b222e | https://www.assets.signify.com/is/image/Signify/f6280649ddb645909792acdf006b2dbf | ADAM-4fcec635afbf43658481aa9200c7f2f3 | https://www.assets.signify.com/is/content/PhilipsLighting/fp910505100072-pss-global |  |  | ADAM-3d517fdcaf0745c683d3aa7e007ae081 | https://www.assets.signify.com/is/image/PhilipsLighting/1653b4b8fd1141cba04daa7e007ae07f | ADAM-f724d729e20b42d19136b020008c5f47 | https://www.assets.signify.com/is/content/Signify/108729998d8d461c825bb020008c63ec |  |  | ADAM-4f6de9af416e4b9ba02eabbc00988422 | https://www.assets.signify.com/is/content/Signify/5f497bbd48ce4019bcc1abbc00988456 | ADAM-f60240a9ce77424b9279aacb00814229 | https://www.docs.signify.com/assets/ies/ifmt1_wt120cg2psdl15001xled60s840.ies | [14 empty] | ADAM-00548c9b8efd45ab93b0aacb00814699 | https://www.docs.signify.com/assets/emd/ifmt2_wt120cg2psdl15001xled60s840.ldt | ADAM-cd4acd28298a45da9f39af1800880c1f | https://www.assets.signify.com/is/content/Signify/c43b29eb88344db787e8af1800881464 | ADAM-f3f2b87ead874a759cc5acef00f53d2a;ADAM-978eae12832d4dcaa3b6acef00f57e55;ADAM-e44636982ef3489c8d1caf32007fac9a | https://www.assets.signify.com/is/content/Signify/9fe5311bf37f48cdaa40acef00f55bca;https://www.assets.signify.com/is/content/Signify/1a3f0f8cb94d4f108039acef00f59a61;https://www.assets.signify.com/is/content/Signify/b034aea9062a4e9ba8f4af32007fb995 |  |  | 80 | 70 |  | 6000 lumen | Gray |  | <gt/>80 | 4000 K | 45 W | 133 lm/W | 50 or 60 Hz | 840 neutral white | 6000 lumen |  | 45 W | 0.9 | [5 empty] | https://www.lighting.philips.com/link/910505100072_EU/prd/aa/en
FP-910505100077 | WT120C G2 LED80S/840 PSU TW3 L1500 | 910505100077 | 2019-05-14 00:00:00 |  |  | IP65 ¦ Dust penetration-protected, jet-proof |  |  |  | 4000 K |  |  |  |  | No | [8 empty] | -20 to +35 °C | [8 empty] | - | CE mark | Push-in connector 5-pole | No |  |  | Yes | Power supply unit (On/Off) |  |  | ENEC mark |  | Stainless steel |  | For mounting on easily flammable surfaces |  | Temperature 850 °C, duration 30 s | Polycarbonate | IP65 ¦ Dust penetration-protected, jet-proof | (0.38,0.38)SDCM<lt/>=3 |  | 220 to 240 V | 6.9 A | 0.058 ms | LED80S ¦ LED Module, system flux 8000 lm |  | No | 105° | +/-10% |  | Not applicable | IK08 ¦ 5 J vandal-protected |  |  |  |  | 1 unit |  | 31 | Polycarbonate | Wide beam |  | Frosted | Polycarbonate |  |  |  | 76 mm | 1515 mm | 80 mm |  |  |  |  | +/-10% | Safety class I | Steel |  | Not applicable |  | 25 |  |  | 5 years |  | ADAM-f2067345a00b4cc0be9dacdf006b222e | https://www.assets.signify.com/is/image/Signify/f6280649ddb645909792acdf006b2dbf | ADAM-96efee2cdd194b428140aa9200cb2e80 | https://www.assets.signify.com/is/content/PhilipsLighting/fp910505100077-pss-global |  |  | ADAM-3d517fdcaf0745c683d3aa7e007ae081 | https://www.assets.signify.com/is/image/PhilipsLighting/1653b4b8fd1141cba04daa7e007ae07f | ADAM-f724d729e20b42d19136b020008c5f47 | https://www.assets.signify.com/is/content/Signify/108729998d8d461c825bb020008c63ec |  |  | ADAM-4f6de9af416e4b9ba02eabbc00988422 | https://www.assets.signify.com/is/content/Signify/5f497bbd48ce4019bcc1abbc00988456 | ADAM-7c1fa169f9524c86aea0aacb00839f13 | https://www.docs.signify.com/assets/ies/ifmt1_wt120cg2psul15001xled80s840.ies | [14 empty] | ADAM-e696a1a9039d48d6a73daacb0083a156 | https://www.docs.signify.com/assets/emd/ifmt2_wt120cg2psul15001xled80s840.ldt | ADAM-cd4acd28298a45da9f39af1800880c1f | https://www.assets.signify.com/is/content/Signify/c43b29eb88344db787e8af1800881464 | ADAM-f3f2b87ead874a759cc5acef00f53d2a;ADAM-978eae12832d4dcaa3b6acef00f57e55;ADAM-e44636982ef3489c8d1caf32007fac9a | https://www.assets.signify.com/is/content/Signify/9fe5311bf37f48cdaa40acef00f55bca;https://www.assets.signify.com/is/content/Signify/1a3f0f8cb94d4f108039acef00f59a61;https://www.assets.signify.com/is/content/Signify/b034aea9062a4e9ba8f4af32007fb995 |  |  | 80 | 70 |  | 8000 lumen | Gray |  | <gt/>80 | 4000 K | 60 W | 133 lm/W | 50 or 60 Hz | 840 neutral white | 8000 lumen |  | 60 W | 0.9 | [5 empty] | https://www.lighting.philips.com/link/910505100077_EU/prd/aa/en
FP-910505100079 | WT120C G2 LED80S/840 PSD L1500 | 910505100079 | 2019-05-14 00:00:00 |  |  | IP65 ¦ Dust penetration-protected, jet-proof |  |  |  | 4000 K |  |  |  |  | Yes | [8 empty] | -20 to +35 °C | [8 empty] | - | CE mark | Push-in connector 5-pole | No | DALI |  | Yes | Power supply unit with DALI interface |  |  | ENEC mark |  | Stainless steel |  | For mounting on easily flammable surfaces |  | Temperature 850 °C, duration 30 s | Polycarbonate | IP65 ¦ Dust penetration-protected, jet-proof | (0.38,0.38)SDCM<lt/>=3 |  | 220 to 240 V | 20.9 A | 0.192 ms | LED80S ¦ LED Module, system flux 8000 lm |  | No | 105° | +/-10% |  | 1% | IK08 ¦ 5 J vandal-protected |  |  |  |  | 1 unit |  | 29 | Polycarbonate | Wide beam |  | Frosted | Polycarbonate |  |  |  | 76 mm | 1515 mm | 80 mm |  |  |  |  | +/-10% | Safety class I | Steel |  | Not applicable |  | 25 |  |  | 5 years |  | ADAM-f2067345a00b4cc0be9dacdf006b222e | https://www.assets.signify.com/is/image/Signify/f6280649ddb645909792acdf006b2dbf | ADAM-e26b71a2ee1e4f228cc2aa9200d1b69d | https://www.assets.signify.com/is/content/PhilipsLighting/fp910505100079-pss-global |  |  | ADAM-3d517fdcaf0745c683d3aa7e007ae081 | https://www.assets.signify.com/is/image/PhilipsLighting/1653b4b8fd1141cba04daa7e007ae07f | ADAM-f724d729e20b42d19136b020008c5f47 | https://www.assets.signify.com/is/content/Signify/108729998d8d461c825bb020008c63ec |  |  | ADAM-4f6de9af416e4b9ba02eabbc00988422 | https://www.assets.signify.com/is/content/Signify/5f497bbd48ce4019bcc1abbc00988456 | ADAM-a4ce6ff69cb74df2820aaacb00816048 | https://www.docs.signify.com/assets/ies/ifmt1_wt120cg2psdl15001xled80s840.ies | [14 empty] | ADAM-c89488be4fe34c32b63caacb00816473 | https://www.docs.signify.com/assets/emd/ifmt2_wt120cg2psdl15001xled80s840.ldt | ADAM-cd4acd28298a45da9f39af1800880c1f | https://www.assets.signify.com/is/content/Signify/c43b29eb88344db787e8af1800881464 | ADAM-f3f2b87ead874a759cc5acef00f53d2a;ADAM-978eae12832d4dcaa3b6acef00f57e55;ADAM-e44636982ef3489c8d1caf32007fac9a | https://www.assets.signify.com/is/content/Signify/9fe5311bf37f48cdaa40acef00f55bca;https://www.assets.signify.com/is/content/Signify/1a3f0f8cb94d4f108039acef00f59a61;https://www.assets.signify.com/is/content/Signify/b034aea9062a4e9ba8f4af32007fb995 |  |  | 80 | 70 |  | 8000 lumen | Gray |  | <gt/>80 | 4000 K | 62 W | 129 lm/W | 50 or 60 Hz | 840 neutral white | 8000 lumen |  | 62 W | 0.9 | [5 empty] | https://www.lighting.philips.com/link/910505100079_EU/prd/aa/en
FP-910505101241 | RC136B 31S_37S_43S/840 PSD W60L60 OCELB3 | 910505101241 | 2020-11-06 00:00:00 |  |  | IP20/44 ¦ Finger-protected; wire-protected, splash-proof |  |  |  | 4000 K |  |  |  |  | Yes | [8 empty] | 0 to +25 °C | [8 empty] | Cable with connector 5-pole | Yes | Connection unit 7-pole | No | DALI |  | Yes | Power supply unit with DALI interface |  |  | ENEC mark |  | - |  | For mounting on normally flammable surfaces |  | Temperature 650 °C, duration 30 s | Steel | IP20/44 ¦ Finger-protected; wire-protected, splash-proof | (0.38, 0.38) SDCM ≤3 |  | 220-240 V | 15.6 A | 0.23 ms |  |  | No | 84° | +/-10% |  | 3% | IK03 ¦ 0.3 J |  |  |  |  | 1 unit |  | 30 | Polycarbonate | Wide beam |  | Diamond | Polymethyl methacrylate |  |  |  | 44 mm | 597 mm | 597 mm |  |  |  |  | +/-10% | Safety class II | Polycarbonate |  | Yes |  | 19 |  |  | 5 years |  | ADAM-00d38ac104434817b3a9ac8c00d9c0d8 | https://www.assets.signify.com/is/image/PhilipsLighting/81b9aaa6fb5a4fada1e0ac8c00d9c79d | ADAM-b916e4bf088c4d2bbffaad0e00cde251 | https://www.assets.signify.com/is/content/Signify/fp910505101241-pss-global |  |  | ADAM-78f86afe5d9647e19686ac8400af8cbd | https://www.assets.signify.com/is/image/PhilipsLighting/6480568282d5425aafccac8400af8cbb | ADAM-fb537c57c84a4bc3b475af3a00b1f5cc | https://www.assets.signify.com/is/content/Signify/85e626e52def449db333af3a00b1f5ca |  |  | ADAM-5286207e50214bfb9dbfac9900e0358e | https://www.assets.signify.com/is/content/Signify/bb09a8df94b4472fa1feac9900e03834 | ADAM-4ec374fde81a4f9490a1ad560097e0bb | https://www.docs.signify.com/assets/ies/ifmt1_sm136vpsdw20l1201x31s840oc.ies | [14 empty] | ADAM-bbf8369a05b14497a1b6ad560097dfe5 | https://www.docs.signify.com/assets/emd/ifmt2_sm136vpsdw20l1201x31s840oc.ldt |  |  | ADAM-5b2041fbb80e43f38a1eb019007836a0 | https://www.assets.signify.com/is/content/Signify/7329eada6e6c430aa6c6b0190078429a |  |  | L85 | L70 |  | 3100 lumen;3700 lumen;4300 lumen | White |  | ≥80 | 4000 K | 34 W;25 W | 126 lm/W | 50 or 60 Hz | 840 neutral white | 3100 lumen;3700 lumen;4300 lumen |  | 34 W;25 W | 0.9 | [5 empty] | https://www.lighting.philips.com/link/910505101241_EU/prd/aa/en
FP-910505101242 | RC136B 31S_37S_43S/840 PSU W60L60NOCELB3 | 910505101242 | 2020-11-06 00:00:00 |  |  | IP20/44 ¦ Finger-protected; wire-protected, splash-proof |  |  |  | 4000 K |  |  |  |  | No | [8 empty] | -10 to +40 °C | [8 empty] | Cable with connector 3-pole | Yes | Connection unit 5-pole | No |  |  | Yes | Power supply unit (On/Off) |  |  | ENEC mark |  | - |  | For mounting on normally flammable surfaces |  | Temperature 650 °C, duration 30 s | Steel | IP20/44 ¦ Finger-protected; wire-protected, splash-proof | (0.38, 0.38) SDCM ≤3 |  | 220-240 V | 15.3 A | 0.29 ms |  |  | No | 100° | +/-10% |  |  | IK03 ¦ 0.3 J |  |  |  |  | 1 unit |  | 35 | Polycarbonate | Wide beam |  | Diamond | Polymethyl methacrylate |  |  |  | 44 mm | 597 mm | 597 mm |  |  |  |  | +/-10% | Safety class I | Polycarbonate |  | Yes |  | 25 |  |  | 5 years |  | ADAM-00d38ac104434817b3a9ac8c00d9c0d8 | https://www.assets.signify.com/is/image/PhilipsLighting/81b9aaa6fb5a4fada1e0ac8c00d9c79d | ADAM-c9d4d0076388428d988cad0e00cc731c | https://www.assets.signify.com/is/content/Signify/fp910505101242-pss-global |  |  | ADAM-70fb067d5dc84c5e9c14ac8400b2d008 | https://www.assets.signify.com/is/image/PhilipsLighting/86db5c705ef447359cd2ac8400b2d007 | ADAM-fb537c57c84a4bc3b475af3a00b1f5cc | https://www.assets.signify.com/is/content/Signify/85e626e52def449db333af3a00b1f5ca |  |  | ADAM-5286207e50214bfb9dbfac9900e0358e | https://www.assets.signify.com/is/content/Signify/bb09a8df94b4472fa1feac9900e03834 | ADAM-65ecf2e48daa44a1a939ad3a00a7e4a9 | https://www.docs.signify.com/assets/ies/ifmt1_sm136vpsuw20l1201x31s840noc.ies | [14 empty] | ADAM-64fc7e10d98f4dfeb69bad3a00a7e3ba | https://www.docs.signify.com/assets/emd/ifmt2_sm136vpsuw20l1201x31s840noc.ldt |  |  | ADAM-5b2041fbb80e43f38a1eb019007836a0 | https://www.assets.signify.com/is/content/Signify/7329eada6e6c430aa6c6b0190078429a |  |  | L85 | L70 |  | 3100 lumen;3700 lumen;4300 lumen | White |  | ≥80 | 4000 K | 34 W;25 W | 126 lm/W | 50 or 60 Hz | 840 neutral white | 3100 lumen;3700 lumen;4300 lumen |  | 34 W;25 W | 0.9 | [5 empty] | https://www.lighting.philips.com/link/910505101242_EU/prd/aa/en
FP-910505101243 | RC136B 31S_37S_43S/840 PSD W60L60NOCELB3 | 910505101243 | 2020-11-06 00:00:00 |  |  | IP20/44 ¦ Finger-protected; wire-protected, splash-proof |  |  |  | 4000 K |  |  |  |  | Yes | [8 empty] | 0 to +25 °C | [8 empty] | Cable with connector 5-pole | Yes | Connection unit 7-pole | No | DALI |  | Yes | Power supply unit with DALI interface |  |  | ENEC mark |  | - |  | For mounting on normally flammable surfaces |  | Temperature 650 °C, duration 30 s | Steel | IP20/44 ¦ Finger-protected; wire-protected, splash-proof | (0.38, 0.38) SDCM ≤3 |  | 220-240 V | 15.6 A | 0.23 ms |  |  | No | 100° | +/-10% |  | 3% | IK03 ¦ 0.3 J |  |  |  |  | 1 unit |  | 30 | Polycarbonate | Wide beam |  | Diamond | Polymethyl methacrylate |  |  |  | 44 mm | 597 mm | 597 mm |  |  |  |  | +/-10% | Safety class II | Polycarbonate |  | Yes |  | 25 |  |  | 5 years |  | ADAM-00d38ac104434817b3a9ac8c00d9c0d8 | https://www.assets.signify.com/is/image/PhilipsLighting/81b9aaa6fb5a4fada1e0ac8c00d9c79d | ADAM-08791d8e8567463586aaad0e00ccbcc4 | https://www.assets.signify.com/is/content/Signify/fp910505101243-pss-global |  |  | ADAM-78f86afe5d9647e19686ac8400af8cbd | https://www.assets.signify.com/is/image/PhilipsLighting/6480568282d5425aafccac8400af8cbb | ADAM-fb537c57c84a4bc3b475af3a00b1f5cc | https://www.assets.signify.com/is/content/Signify/85e626e52def449db333af3a00b1f5ca |  |  | ADAM-5286207e50214bfb9dbfac9900e0358e | https://www.assets.signify.com/is/content/Signify/bb09a8df94b4472fa1feac9900e03834 | ADAM-efb650d4f169449a8d2cad3a00a7b547 | https://www.docs.signify.com/assets/ies/ifmt1_sm136vpsuw20l1201x28s830noc.ies | [14 empty] | ADAM-af980ee353bf4415b397ad3a00a7b24d | https://www.docs.signify.com/assets/emd/ifmt2_sm136vpsuw20l1201x28s830noc.ldt |  |  | ADAM-5b2041fbb80e43f38a1eb019007836a0 | https://www.assets.signify.com/is/content/Signify/7329eada6e6c430aa6c6b0190078429a |  |  | L85 | L70 |  | 3100 lumen;3700 lumen;4300 lumen | White |  | ≥80 | 4000 K | 34 W;25 W | 126 lm/W | 50 or 60 Hz | 840 neutral white | 3100 lumen;3700 lumen;4300 lumen |  | 34 W;25 W | 0.9 | [5 empty] | https://www.lighting.philips.com/link/910505101243_EU/prd/aa/en
FP-910505101244 | RC136B 28S_34S_40S/830 PSD W30L120OCELB3 | 910505101244 | 2020-11-06 00:00:00 |  |  | IP20/44 ¦ Finger-protected; wire-protected, splash-proof |  |  |  | 3000 K |  |  |  |  | Yes | [8 empty] | 0 to +25 °C | [8 empty] | Cable with connector 5-pole | Yes | Connection unit 7-pole | No | DALI |  | Yes | Power supply unit with DALI interface |  |  | ENEC mark |  | - |  | For mounting on normally flammable surfaces |  | Temperature 650 °C, duration 30 s | Steel | IP20/44 ¦ Finger-protected; wire-protected, splash-proof | (0.43, 0.40) SDCM ≤3 |  | 220-240 V | 15.6 A | 0.23 ms |  |  | No | 84° | +/-10% |  | 3% | IK03 ¦ 0.3 J |  |  |  |  | 1 unit |  | 30 | Polycarbonate | Wide beam |  | Diamond | Polymethyl methacrylate |  |  |  | 44 mm | 1197 mm | 297 mm |  |  |  |  | +/-10% | Safety class II | Polycarbonate |  | Yes |  | 19 |  |  | 5 years |  | ADAM-596324fdd8d845c7850bac8e00e24d70 | https://www.assets.signify.com/is/image/PhilipsLighting/6bc8ddd50a70456b9931ac8e00e24d63 | ADAM-c51f2ba808514bd0aae3ad0e00cc52c4 | https://www.assets.signify.com/is/content/Signify/fp910505101244-pss-global |  |  | ADAM-23daa34c557e4d1e8843ac8400aa3f10 | https://www.assets.signify.com/is/image/PhilipsLighting/1431982cd2814dfc9ff4ac8400aa3f0f | ADAM-fb537c57c84a4bc3b475af3a00b1f5cc | https://www.assets.signify.com/is/content/Signify/85e626e52def449db333af3a00b1f5ca |  |  | ADAM-897900cc0cd84b2ab69eac9900e028ff | https://www.assets.signify.com/is/content/Signify/e87efef21f1f467580bbac9900e02f20 | ADAM-80fb662a6ecf4174a81ead3a00a85b06 | https://www.docs.signify.com/assets/ies/ifmt1_sm136vpsdw20l1201x28s830oc.ies | [14 empty] | ADAM-223049b811664375901ead3a00a859d4 | https://www.docs.signify.com/assets/emd/ifmt2_sm136vpsdw20l1201x28s830oc.ldt |  |  | ADAM-5b2041fbb80e43f38a1eb019007836a0 | https://www.assets.signify.com/is/content/Signify/7329eada6e6c430aa6c6b0190078429a |  |  | L85 | L70 |  | 2800 lumen;3400 lumen;4000 lumen | White |  | ≥80 | 3000 K | 34 W;25 W | 118 lm/W | 50 or 60 Hz | 830 warm white | 2800 lumen;3400 lumen;4000 lumen |  | 34 W;25 W | 0.9 | [5 empty] | https://www.lighting.philips.com/link/910505101244_EU/prd/aa/en
FP-910505101245 | RC136B 31S_37S_43S/840 PSD W30L120OCELB3 | 910505101245 | 2020-11-06 00:00:00 |  |  | IP20/44 ¦ Finger-protected; wire-protected, splash-proof |  |  |  | 4000 K |  |  |  |  | Yes | [8 empty] | 0 to +25 °C | [8 empty] | Cable with connector 5-pole | Yes | Connection unit 7-pole | No | DALI |  | Yes | Power supply unit with DALI interface |  |  | ENEC mark |  | - |  | For mounting on normally flammable surfaces |  | Temperature 650 °C, duration 30 s | Steel | IP20/44 ¦ Finger-protected; wire-protected, splash-proof | (0.38, 0.38) SDCM ≤3 |  | 220-240 V | 15.6 A | 0.23 ms |  |  | No | 84° | +/-10% |  | 3% | IK03 ¦ 0.3 J |  |  |  |  | 1 unit |  | 30 | Polycarbonate | Wide beam |  | Diamond | Polymethyl methacrylate |  |  |  | 44 mm | 1197 mm | 297 mm |  |  |  |  | +/-10% | Safety class II | Polycarbonate |  | Yes |  | 19 |  |  | 5 years |  | ADAM-596324fdd8d845c7850bac8e00e24d70 | https://www.assets.signify.com/is/image/PhilipsLighting/6bc8ddd50a70456b9931ac8e00e24d63 | ADAM-b0a7106ca6a141ed9307ad0e00cd4189 | https://www.assets.signify.com/is/content/Signify/fp910505101245-pss-global |  |  | ADAM-23daa34c557e4d1e8843ac8400aa3f10 | https://www.assets.signify.com/is/image/PhilipsLighting/1431982cd2814dfc9ff4ac8400aa3f0f | ADAM-fb537c57c84a4bc3b475af3a00b1f5cc | https://www.assets.signify.com/is/content/Signify/85e626e52def449db333af3a00b1f5ca |  |  | ADAM-897900cc0cd84b2ab69eac9900e028ff | https://www.assets.signify.com/is/content/Signify/e87efef21f1f467580bbac9900e02f20 | ADAM-a0b36af141b5486f9d42ad560097bd9b | https://www.docs.signify.com/assets/ies/ifmt1_sm136vpsuw20l1201x31s840oc.ies | [14 empty] | ADAM-ce0187b260ff4fdda688ad560097bca2 | https://www.docs.signify.com/assets/emd/ifmt2_sm136vpsuw20l1201x31s840oc.ldt |  |  | ADAM-5b2041fbb80e43f38a1eb019007836a0 | https://www.assets.signify.com/is/content/Signify/7329eada6e6c430aa6c6b0190078429a |  |  | L85 | L70 |  | 3100 lumen;3700 lumen;4300 lumen | White |  | ≥80 | 4000 K | 34 W;25 W | 126 lm/W | 50 or 60 Hz | 840 neutral white | 3100 lumen;3700 lumen;4300 lumen |  | 34 W;25 W | 0.9 | [5 empty] | https://www.lighting.philips.com/link/910505101245_EU/prd/aa/en
FP-910505101246 | SM136V 31S_37S_43S/840 PSUW20L120NOCELB3 | 910505101246 | 2020-11-06 00:00:00 |  |  | IP20/44 ¦ Finger-protected; wire-protected, splash-proof |  |  |  | 4000 K |  |  |  |  | No | [8 empty] | 0 to +25 °C | [8 empty] | Cable with connector 3-pole | Yes | Connection unit 5-pole | No |  |  | Yes | Power supply unit (On/Off) |  |  | ENEC mark |  | Steel |  | For mounting on normally flammable surfaces |  | Temperature 650 °C, duration 30 s | Steel | IP20/44 ¦ Finger-protected; wire-protected, splash-proof | (0.38, 0.38) SDCM ≤3 |  | 220-240 V | 15.3 A | 0.29 ms |  |  | No | 100° | +/-10% |  |  | IK03 ¦ 0.3 J |  |  |  |  | 1 unit |  | 35 | Polycarbonate | Wide beam |  | Diamond | Polymethyl methacrylate |  |  |  | 68.5 mm | 1200 mm | 200 mm |  |  |  |  | +/-10% | Safety class I | Polycarbonate |  | Yes |  | 25 |  |  | 5 years |  | ADAM-cc51d6a3bc4145e688d1ac8c00e43a47 | https://www.assets.signify.com/is/image/PhilipsLighting/55920d70350a42f6b598ac8c00e4403c | ADAM-d130199ae08d4bc88f61ad0e00ce11eb | https://www.assets.signify.com/is/content/Signify/fp910505101246-pss-global |  |  | ADAM-0d9ce14ff814403ea309ac8400d0def5 | https://www.assets.signify.com/is/image/PhilipsLighting/f2dc27f791fa4316b6cbac8400d0e16a | ADAM-fdbc05698aeb43eeb252af3a00b7133a | https://www.assets.signify.com/is/content/Signify/b1e0c197de43412d9562af3a00b71337 |  |  | ADAM-8de8a88e0fa64da0ac63ac9900e03ea7 | https://www.assets.signify.com/is/content/Signify/b2c5e453ffe24dca9c9aac9900e04050 | ADAM-7c62db1168f249059fb5ad3a00a9fc5a | https://www.docs.signify.com/assets/ies/ifmt1_sm136vpsdw20l1201x31s840noc.ies | [14 empty] | ADAM-c1700545ea2544d28710ad3a00a9fb78 | https://www.docs.signify.com/assets/emd/ifmt2_sm136vpsdw20l1201x31s840noc.ldt |  |  | ADAM-a04aad55dd444f2a932bb01900784513 | https://www.assets.signify.com/is/content/Signify/bb85a254e6564d7b8543b01900785100 |  |  | L85 | L70 |  | 3100 lumen;3700 lumen;4300 lumen | White |  | ≥80 | 4000 K | 34 W;25 W | 126 lm/W | 50 or 60 Hz | 840 neutral white | 3100 lumen;3700 lumen;4300 lumen |  | 34 W;25 W | 0.9 | [5 empty] | https://www.lighting.philips.com/link/910505101246_EU/prd/aa/en
FP-910505101247 | SM136V 31S_37S_43S/840 PSD W20L120OCELB3 | 910505101247 | 2020-11-06 00:00:00 |  |  | IP20/44 ¦ Finger-protected; wire-protected, splash-proof |  |  |  | 4000 K |  |  |  |  | Yes | [8 empty] | 0 to +25 °C | [8 empty] | Cable with connector 5-pole | Yes | Connection unit 7-pole | No | DALI |  | Yes | Power supply unit with DALI interface |  |  | ENEC mark |  | Steel |  | For mounting on normally flammable surfaces |  | Temperature 650 °C, duration 30 s | Steel | IP20/44 ¦ Finger-protected; wire-protected, splash-proof | (0.38, 0.38) SDCM ≤3 |  | 220-240 V | 15.6 A | 0.23 ms |  |  | No | 84° | +/-10% |  | 3% | IK03 ¦ 0.3 J |  |  |  |  | 1 unit |  | 30 | Polycarbonate | Wide beam |  | Diamond | Polymethyl methacrylate |  |  |  | 68.5 mm | 1200 mm | 200 mm |  |  |  |  | +/-10% | Safety class II | Polycarbonate |  | Yes |  | 19 |  |  | 5 years |  | ADAM-cc51d6a3bc4145e688d1ac8c00e43a47 | https://www.assets.signify.com/is/image/PhilipsLighting/55920d70350a42f6b598ac8c00e4403c | ADAM-c5a0a6aeb051497085f5ad0e00cc06b6 | https://www.assets.signify.com/is/content/Signify/fp910505101247-pss-global |  |  | ADAM-14c1a220f4504fca8d78ac8400d0daf7 | https://www.assets.signify.com/is/image/PhilipsLighting/5f2cde2218664fc78bb7ac8400d0de0c | ADAM-fdbc05698aeb43eeb252af3a00b7133a | https://www.assets.signify.com/is/content/Signify/b1e0c197de43412d9562af3a00b71337 |  |  | ADAM-8de8a88e0fa64da0ac63ac9900e03ea7 | https://www.assets.signify.com/is/content/Signify/b2c5e453ffe24dca9c9aac9900e04050 | ADAM-4ec374fde81a4f9490a1ad560097e0bb | https://www.docs.signify.com/assets/ies/ifmt1_sm136vpsdw20l1201x31s840oc.ies | [18 empty] | ADAM-a04aad55dd444f2a932bb01900784513 | https://www.assets.signify.com/is/content/Signify/bb85a254e6564d7b8543b01900785100 |  |  | L85 | L70 |  | 3100 lumen;3700 lumen;4300 lumen | White |  | ≥80 | 4000 K | 34 W;25 W | 126 lm/W | 50 or 60 Hz | 840 neutral white | 3100 lumen;3700 lumen;4300 lumen |  | 34 W;25 W | 0.9 | [5 empty] | https://www.lighting.philips.com/link/910505101247_EU/prd/aa/en
FP-910505101248 | SM136V 31S_37S_43S/840 PSD W20L150OCELB3 | 910505101248 | 2020-11-06 00:00:00 |  |  | IP20/44 ¦ Finger-protected; wire-protected, splash-proof |  |  |  | 4000 K |  |  |  |  | Yes | [8 empty] | 0 to +25 °C | [8 empty] | Cable with connector 5-pole | Yes | Connection unit 7-pole | No | DALI |  | Yes | Power supply unit with DALI interface |  |  | ENEC mark |  | Steel |  | For mounting on normally flammable surfaces |  | Temperature 650 °C, duration 30 s | Steel | IP20/44 ¦ Finger-protected; wire-protected, splash-proof | (0.38, 0.38) SDCM ≤3 |  | 220-240 V | 15.6 A | 0.23 ms |  |  | No | 84° | +/-10% |  | 3% | IK03 ¦ 0.3 J |  |  |  |  | 1 unit |  | 30 | Polycarbonate | Wide beam |  | Diamond | Polymethyl methacrylate |  |  |  | 68.5 mm | 1430 mm | 200 mm |  |  |  |  | +/-10% | Safety class II | Polycarbonate |  | Yes |  | 19 |  |  | 5 years |  | ADAM-078c6db6adb648e3a959ac8d00d23b8d | https://www.assets.signify.com/is/image/PhilipsLighting/6d27c972427f4f0abc38ac8d00d2474e | ADAM-ea2ffb9b8bcb4d8485a7ad0e00ccff4c | https://www.assets.signify.com/is/content/Signify/fp910505101248-pss-global |  |  | ADAM-62a720f0b36f419bbba5ac8400d0e522 | https://www.assets.signify.com/is/image/PhilipsLighting/6b848612d4df4016a8cbac8400d0e5d0 | ADAM-fdbc05698aeb43eeb252af3a00b7133a | https://www.assets.signify.com/is/content/Signify/b1e0c197de43412d9562af3a00b71337 |  |  | ADAM-c2cfe6f0d8ef4a549cefac9900e044a5 | https://www.assets.signify.com/is/content/Signify/7f2d62bf6c7644ada755ac9900e04826 | ADAM-ffa78dd048bc4a9da997ad5600982b68 | https://www.docs.signify.com/assets/ies/ifmt1_sm136vpsdw20l1501x31s840oc.ies | [18 empty] | ADAM-a04aad55dd444f2a932bb01900784513 | https://www.assets.signify.com/is/content/Signify/bb85a254e6564d7b8543b01900785100 |  |  | L85 | L70 |  | 3100 lumen;3700 lumen;4300 lumen | White |  | ≥80 | 4000 K | 34 W;25 W | 126 lm/W | 50 or 60 Hz | 840 neutral white | 3100 lumen;3700 lumen;4300 lumen |  | 34 W;25 W | 0.9 | [5 empty] | https://www.lighting.philips.com/link/910505101248_EU/prd/aa/en
FP-910505101249 | SM136V 31S_37S_43S/840 PSUW20L150NOCELB3 | 910505101249 | 2020-11-06 00:00:00 |  |  | IP20/44 ¦ Finger-protected; wire-protected, splash-proof |  |  |  | 4000 K |  |  |  |  | No | [8 empty] | 0 to +25 °C | [8 empty] | Cable with connector 3-pole | Yes | Connection unit 5-pole | No |  |  | Yes | Power supply unit (On/Off) |  |  | ENEC mark |  | Steel |  | For mounting on normally flammable surfaces |  | Temperature 650 °C, duration 30 s | Steel | IP20/44 ¦ Finger-protected; wire-protected, splash-proof | (0.38, 0.38) SDCM ≤3 |  | 220-240 V | 15.3 A | 0.29 ms |  |  | No | 100° | +/-10% |  |  | IK03 ¦ 0.3 J |  |  |  |  | 1 unit |  | 35 | Polycarbonate | Wide beam |  | Diamond | Polymethyl methacrylate |  |  |  | 68.5 mm | 1430 mm | 200 mm |  |  |  |  | +/-10% | Safety class I | Polycarbonate |  | Yes |  | 25 |  |  | 5 years |  | ADAM-078c6db6adb648e3a959ac8d00d23b8d | https://www.assets.signify.com/is/image/PhilipsLighting/6d27c972427f4f0abc38ac8d00d2474e | ADAM-79f8ea0ad31b48038501ad0e00cd0550 | https://www.assets.signify.com/is/content/Signify/fp910505101249-pss-global |  |  | ADAM-cdb889ae0dbc46edb7faac8400d0e650 | https://www.assets.signify.com/is/image/PhilipsLighting/c954d4f740724b1b8023ac8400d0e73e | ADAM-fdbc05698aeb43eeb252af3a00b7133a | https://www.assets.signify.com/is/content/Signify/b1e0c197de43412d9562af3a00b71337 |  |  | ADAM-c2cfe6f0d8ef4a549cefac9900e044a5 | https://www.assets.signify.com/is/content/Signify/7f2d62bf6c7644ada755ac9900e04826 | ADAM-6a5ab9d795524bca8988ad4200c96ba5 | https://www.docs.signify.com/assets/ies/ifmt1_sm136vpsuw20l150elb31x31s840noc.ies | [14 empty] | ADAM-0dc661546aad49b0a69bad4200c96ad7 | https://www.docs.signify.com/assets/emd/ifmt2_sm136vpsuw20l150elb31x31s840noc.ldt |  |  | ADAM-a04aad55dd444f2a932bb01900784513 | https://www.assets.signify.com/is/content/Signify/bb85a254e6564d7b8543b01900785100 |  |  | L85 | L70 |  | 3100 lumen;3700 lumen;4300 lumen | White |  | ≥80 | 4000 K | 34 W;25 W | 126 lm/W | 50 or 60 Hz | 840 neutral white | 3100 lumen;3700 lumen;4300 lumen |  | 34 W;25 W | 0.9 | [5 empty] | https://www.lighting.philips.com/link/910505101249_EU/prd/aa/en
FP-910505102347 | RC132V G5 36S/840 PSD W60L60 OC ELB3 | 910505102347 | 2022-04-22 00:00:00 |  |  | IP20/44 ¦ Finger-protected; wire-protected, splash-proof |  |  |  | 4000 K |  |  |  |  | Yes | [8 empty] | 0 to +35 °C | [8 empty] | - | Yes | Push-in connector 5-pole | No | DALI |  | Yes | Power supply unit with DALI interface |  |  | ENEC mark |  | - |  | For mounting on normally flammable surfaces |  | Temperature 650 °C, duration 30 s | Steel | IP20/44 ¦ Finger-protected; wire-protected, splash-proof | (0.38, 0.38) SDCM≤3 |  | 220-240 V | 18.3 A | 0.276 ms |  |  | No | 90° | +/-10% |  | 3% | IK03 ¦ 0.3 J |  |  |  |  | 1 unit |  | 14 | Polystyrene | Beam angle 90° |  | Opal | Acrylate |  |  |  | 71 mm | 595 mm | 595 mm |  |  |  |  | +/-10% | Safety class II | Acrylate |  | Yes |  | 19 |  |  | 5 years |  | ADAM-cb4851acbd374173a83eaecc00ee3904 | https://www.assets.signify.com/is/image/Signify/d3fe4df580a549708e5baecc00ee40e4 | ADAM-d385fec665264ad299fdaeee00a91e76 | https://www.assets.signify.com/is/content/Signify/fp910505102347-pss-global |  |  | ADAM-54c234f12faf49b5bafdaed600cf3bee | https://www.assets.signify.com/is/image/Signify/35bba45364a04b0b9ba5aed600cf3cb7 | ADAM-be25fa4a72584a4ebcdaaefd00977341 | https://www.assets.signify.com/is/content/Signify/0c2ff85dadb749498c05aefd0097733c |  |  |  |  | ADAM-35588108407042f6a4aaaefd00b9337c | https://www.docs.signify.com/assets/ies/_rc132v36s840ocg5psdw60l60elb3.ies | [14 empty] | ADAM-050b63004a554fd9ae45aefd00b93055 | https://www.docs.signify.com/assets/emd/_rc132v36s840ocg5psdw60l60elb3.ldt | ADAM-cd4acd28298a45da9f39af1800880c1f | https://www.assets.signify.com/is/content/Signify/c43b29eb88344db787e8af1800881464 | ADAM-46d7d1f1e0814e6fa98cacef00f59f5a;ADAM-e44636982ef3489c8d1caf32007fac9a | https://www.assets.signify.com/is/content/Signify/1d987a720b894613b47facef00f5bbce;https://www.assets.signify.com/is/content/Signify/b034aea9062a4e9ba8f4af32007fb995 |  |  | L90 | L80 |  | 3600 lumen | White |  | ≥80 | 4000 K | 34 W | 106 lm/W | 50 or 60 Hz | 840 neutral white | 3600 lumen |  | 34 W | 0.9 | [5 empty] | https://www.lighting.philips.com/link/910505102347_EU/prd/aa/en
FP-910505102348 | RC132V G5 36S/840 PSU W60L60 OC ELB3 | 910505102348 | 2022-04-22 00:00:00 |  |  | IP20/44 ¦ Finger-protected; wire-protected, splash-proof |  |  |  | 4000 K |  |  |  |  | No | [8 empty] | 0 to +35 °C | [8 empty] | - | Yes | Push-in connector 3-pole | No |  |  | Yes | Power supply unit (On/Off) |  |  | ENEC mark |  | - |  | For mounting on normally flammable surfaces |  | Temperature 650 °C, duration 30 s | Steel | IP20/44 ¦ Finger-protected; wire-protected, splash-proof | (0.38, 0.38) SDCM≤3 |  | 220-240 V | 16 A | 0.2 ms |  |  | No | 90° | +/-10% |  |  | IK03 ¦ 0.3 J |  |  |  |  | 1 unit |  | 21 | Polystyrene | Beam angle 90° |  | Opal | Acrylate |  |  |  | 69 mm | 595 mm | 595 mm |  |  |  |  | +/-10% | Safety class II | Acrylate |  | Yes |  | 19 |  |  | 5 years |  | ADAM-cb4851acbd374173a83eaecc00ee3904 | https://www.assets.signify.com/is/image/Signify/d3fe4df580a549708e5baecc00ee40e4 | ADAM-c23516d0aad947e2bc94aeec012a8132 | https://www.assets.signify.com/is/content/Signify/fp910505102348-pss-global |  |  | ADAM-257063e25b494f7f9d51aed600cf397e | https://www.assets.signify.com/is/image/Signify/b57f28dcd8ee47778539aed600cf3b54 | ADAM-be25fa4a72584a4ebcdaaefd00977341 | https://www.assets.signify.com/is/content/Signify/0c2ff85dadb749498c05aefd0097733c |  |  |  |  | ADAM-f9b113fd86d4403d851eaefd00b94425 | https://www.docs.signify.com/assets/ies/_rc132v36s840ocg5psuw60l60elb3.ies | [14 empty] | ADAM-25078ce627ce42ce8589aefd00b941af | https://www.docs.signify.com/assets/emd/_rc132v36s840ocg5psuw60l60elb3.ldt | ADAM-cd4acd28298a45da9f39af1800880c1f | https://www.assets.signify.com/is/content/Signify/c43b29eb88344db787e8af1800881464 | ADAM-46d7d1f1e0814e6fa98cacef00f59f5a;ADAM-e44636982ef3489c8d1caf32007fac9a | https://www.assets.signify.com/is/content/Signify/1d987a720b894613b47facef00f5bbce;https://www.assets.signify.com/is/content/Signify/b034aea9062a4e9ba8f4af32007fb995 |  |  | L90 | L80 |  | 3600 lumen | White |  | ≥80 | 4000 K | 34 W | 106 lm/W | 50 or 60 Hz | 840 neutral white | 3600 lumen |  | 34 W | 0.9 | [5 empty] | https://www.lighting.philips.com/link/910505102348_EU/prd/aa/en
FP-910505102349 | RC132V G5 36S/840 PSU W30L120 OC ELB3 | 910505102349 | 2022-04-22 00:00:00 |  |  | IP20/44 ¦ Finger-protected; wire-protected, splash-proof |  |  |  | 4000 K |  |  |  |  | No | [8 empty] | 0 to +35 °C | [8 empty] | - | Yes | Push-in connector 3-pole | No |  |  | Yes | Power supply unit (On/Off) |  |  | ENEC mark |  | - |  | For mounting on normally flammable surfaces |  | Temperature 650 °C, duration 30 s | Steel | IP20/44 ¦ Finger-protected; wire-protected, splash-proof | (0.38, 0.38) SDCM≤3 |  | 220-240 V | 16 A | 0.2 ms |  |  | No | 90° | +/-10% |  |  | IK03 ¦ 0.3 J |  |  |  |  | 1 unit |  | 21 | Polystyrene | Beam angle 90° |  | Opal | Acrylate |  |  |  | 69 mm | 1195 mm | 295 mm |  |  |  |  | +/-10% | Safety class II | Acrylate |  | Yes |  | 19 |  |  | 5 years |  | ADAM-36b3652064cd4215933baecc00ac7e94 | https://www.assets.signify.com/is/image/Signify/aa417c8da91c480690f0aecc00ac8604 | ADAM-3fd8f24b7f65473398e2aeec0156abf3 | https://www.assets.signify.com/is/content/Signify/fp910505102349-pss-global |  |  | ADAM-9f80a92cfcb7498cbc78aed600cf31aa | https://www.assets.signify.com/is/image/Signify/6a3b44af940b49c299e6aed600cf33dd | ADAM-be25fa4a72584a4ebcdaaefd00977341 | https://www.assets.signify.com/is/content/Signify/0c2ff85dadb749498c05aefd0097733c |  |  |  |  | ADAM-01a6678740674942882faefd00b95091 | https://www.docs.signify.com/assets/ies/_rc132v36s840ocg5psuw30l120elb3.ies | [14 empty] | ADAM-e0f9abdb153a496b8378aefd00b94f64 | https://www.docs.signify.com/assets/emd/_rc132v36s840ocg5psuw30l120elb3.ldt | ADAM-cd4acd28298a45da9f39af1800880c1f | https://www.assets.signify.com/is/content/Signify/c43b29eb88344db787e8af1800881464 | ADAM-46d7d1f1e0814e6fa98cacef00f59f5a;ADAM-e44636982ef3489c8d1caf32007fac9a | https://www.assets.signify.com/is/content/Signify/1d987a720b894613b47facef00f5bbce;https://www.assets.signify.com/is/content/Signify/b034aea9062a4e9ba8f4af32007fb995 |  |  | L90 | L80 |  | 3600 lumen | White |  | ≥80 | 4000 K | 34 W | 106 lm/W | 50 or 60 Hz | 840 neutral white | 3600 lumen |  | 34 W | 0.9 | [5 empty] | https://www.lighting.philips.com/link/910505102349_EU/prd/aa/en
FP-910505102350 | RC132V G5 36S/840 PSD W30L120 OC ELB3 | 910505102350 | 2022-04-22 00:00:00 |  |  | IP20/44 ¦ Finger-protected; wire-protected, splash-proof |  |  |  | 4000 K |  |  |  |  | Yes | [8 empty] | 0 to +35 °C | [8 empty] | - | Yes | Push-in connector 5-pole | No | DALI |  | Yes | Power supply unit with DALI interface |  |  | ENEC mark |  | - |  | For mounting on normally flammable surfaces |  | Temperature 650 °C, duration 30 s | Steel | IP20/44 ¦ Finger-protected; wire-protected, splash-proof | (0.38, 0.38) SDCM≤3 |  | 220-240 V | 18.3 A | 0.276 ms |  |  | No | 90° | +/-10% |  | 3% | IK03 ¦ 0.3 J |  |  |  |  | 1 unit |  | 14 | Polystyrene | Beam angle 90° |  | Opal | Acrylate |  |  |  | 70 mm | 1195 mm | 295 mm |  |  |  |  | +/-10% | Safety class II | Acrylate |  | Yes |  | 19 |  |  | 5 years |  | ADAM-36b3652064cd4215933baecc00ac7e94 | https://www.assets.signify.com/is/image/Signify/aa417c8da91c480690f0aecc00ac8604 | ADAM-9f0c56bd15ff4a43a3edaeec01539816 | https://www.assets.signify.com/is/content/Signify/fp910505102350-pss-global |  |  | ADAM-b69dd3b2ec83449db031aed600cf28ff | https://www.assets.signify.com/is/image/Signify/f3ca941a023d446e883eaed600cf2e39 | ADAM-be25fa4a72584a4ebcdaaefd00977341 | https://www.assets.signify.com/is/content/Signify/0c2ff85dadb749498c05aefd0097733c |  |  |  |  | ADAM-7710e825fba84c9fabf4aefd00b95bd1 | https://www.docs.signify.com/assets/ies/_rc132v36s840ocg5psdw30l120elb3.ies | [14 empty] | ADAM-6c4dbe5e051743fb9b9eaefd00b95ab7 | https://www.docs.signify.com/assets/emd/_rc132v36s840ocg5psdw30l120elb3.ldt | ADAM-cd4acd28298a45da9f39af1800880c1f | https://www.assets.signify.com/is/content/Signify/c43b29eb88344db787e8af1800881464 | ADAM-46d7d1f1e0814e6fa98cacef00f59f5a;ADAM-e44636982ef3489c8d1caf32007fac9a | https://www.assets.signify.com/is/content/Signify/1d987a720b894613b47facef00f5bbce;https://www.assets.signify.com/is/content/Signify/b034aea9062a4e9ba8f4af32007fb995 |  |  | L90 | L80 |  | 3600 lumen | White |  | ≥80 | 4000 K | 34 W | 106 lm/W | 50 or 60 Hz | 840 neutral white | 3600 lumen |  | 34 W | 0.9 | [5 empty] | https://www.lighting.philips.com/link/910505102350_EU/prd/aa/en
FP-910505102351 | RC132V G5 31_36_43S/840 PSD W60L60OCELB3 | 910505102351 | 2022-04-22 00:00:00 |  |  | IP20/44 ¦ Finger-protected; wire-protected, splash-proof |  |  |  | 4000 K |  |  |  |  | Yes | [8 empty] | 0 to +35 °C | [8 empty] | - | Yes | Push-in connector 5-pole | No | DALI |  | Yes | Power supply unit with DALI interface |  |  | ENEC mark |  | - |  | For mounting on normally flammable surfaces |  | Temperature 650 °C, duration 30 s | Steel | IP20/44 ¦ Finger-protected; wire-protected, splash-proof | (0.38, 0.38) SDCM≤3 |  | 220-240 V | 18.3 A | 0.276 ms |  |  | No | 90° | +/-10% |  | 3% | IK03 ¦ 0.3 J |  |  |  |  | 1 unit |  | 14 | Polystyrene | Beam angle 90° |  | Opal | Acrylate |  |  |  | 71 mm | 595 mm | 595 mm |  |  |  |  | +/-10% | Safety class II | Acrylate |  | Yes |  | 19 |  |  | 5 years |  | ADAM-cb4851acbd374173a83eaecc00ee3904 | https://www.assets.signify.com/is/image/Signify/d3fe4df580a549708e5baecc00ee40e4 | ADAM-c383b6d64cf7438095a9aeee00ad8efc | https://www.assets.signify.com/is/content/Signify/fp910505102351-pss-global |  |  | ADAM-54c234f12faf49b5bafdaed600cf3bee | https://www.assets.signify.com/is/image/Signify/35bba45364a04b0b9ba5aed600cf3cb7 | ADAM-be25fa4a72584a4ebcdaaefd00977341 | https://www.assets.signify.com/is/content/Signify/0c2ff85dadb749498c05aefd0097733c |  |  |  |  | ADAM-a0d0e8cb5a3c4a41a8a0aefd00b966a9 | https://www.docs.signify.com/assets/ies/_rc132v31s840ocg5psd-multilumen6060elb.ies | [14 empty] | ADAM-a4fc145629cf454d9b3aaefd00b964c1 | https://www.docs.signify.com/assets/emd/_rc132v31s840ocg5psd-multilumen6060elb.ldt | ADAM-cd4acd28298a45da9f39af1800880c1f | https://www.assets.signify.com/is/content/Signify/c43b29eb88344db787e8af1800881464 | ADAM-46d7d1f1e0814e6fa98cacef00f59f5a;ADAM-e44636982ef3489c8d1caf32007fac9a | https://www.assets.signify.com/is/content/Signify/1d987a720b894613b47facef00f5bbce;https://www.assets.signify.com/is/content/Signify/b034aea9062a4e9ba8f4af32007fb995 |  |  | L90 | L75 |  | 3100 lumen;3600 lumen;4300 lumen | White |  | ≥80 | 4000 K | 40 W;28.5 W | 107 lm/W | 50 or 60 Hz | 840 neutral white | 3100 lumen;3600 lumen;4300 lumen |  | 40 W;28.5 W | 0.9 | [5 empty] | https://www.lighting.philips.com/link/910505102351_EU/prd/aa/en
FP-910505102353 | RC132V G5 36S/840 PSU W60L60 NOC ELB3 | 910505102353 | 2022-04-22 00:00:00 |  |  | IP20/44 ¦ Finger-protected; wire-protected, splash-proof |  |  |  | 4000 K |  |  |  |  | No | [8 empty] | 0 to +35 °C | [8 empty] | - | Yes | Push-in connector 3-pole | No |  |  | Yes | Power supply unit (On/Off) |  |  | ENEC mark |  | - |  | For mounting on normally flammable surfaces |  | Temperature 650 °C, duration 30 s | Steel | IP20/44 ¦ Finger-protected; wire-protected, splash-proof | (0.38, 0.38) SDCM≤3 |  | 220-240 V | 16 A | 0.2 ms |  |  | No | 120° | +/-10% |  |  | IK03 ¦ 0.3 J |  |  |  |  | 1 unit |  | 21 | Polystyrene | Beam angle 120° |  | Opal | Acrylate |  |  |  | 69 mm | 595 mm | 595 mm |  |  |  |  | +/-10% | Safety class II | Acrylate |  | Yes |  | 22 |  |  | 5 years |  | ADAM-cb4851acbd374173a83eaecc00ee3904 | https://www.assets.signify.com/is/image/Signify/d3fe4df580a549708e5baecc00ee40e4 | ADAM-dd5156596ece46c09292aeee00aae7db | https://www.assets.signify.com/is/content/Signify/fp910505102353-pss-global |  |  | ADAM-257063e25b494f7f9d51aed600cf397e | https://www.assets.signify.com/is/image/Signify/b57f28dcd8ee47778539aed600cf3b54 | ADAM-be25fa4a72584a4ebcdaaefd00977341 | https://www.assets.signify.com/is/content/Signify/0c2ff85dadb749498c05aefd0097733c |  |  |  |  | ADAM-2b395d5998054385894daf1100abc405 | https://www.docs.signify.com/assets/ies/_rc132v36s840nocg5psuw60l60elb3.ies | [14 empty] | ADAM-cc999fbbe0784ac78b9aaf1100abc17a | https://www.docs.signify.com/assets/emd/_rc132v36s840nocg5psuw60l60elb3.ldt | ADAM-cd4acd28298a45da9f39af1800880c1f | https://www.assets.signify.com/is/content/Signify/c43b29eb88344db787e8af1800881464 | ADAM-46d7d1f1e0814e6fa98cacef00f59f5a;ADAM-e44636982ef3489c8d1caf32007fac9a | https://www.assets.signify.com/is/content/Signify/1d987a720b894613b47facef00f5bbce;https://www.assets.signify.com/is/content/Signify/b034aea9062a4e9ba8f4af32007fb995 |  |  | L90 | L80 |  | 3600 lumen | White |  | ≥80 | 4000 K | 34 W | 106 lm/W | 50 or 60 Hz | 840 neutral white | 3600 lumen |  | 34 W | 0.9 | [5 empty] | https://www.lighting.philips.com/link/910505102353_EU/prd/aa/en
FP-910505102354 | RC132V G5 34S/830 PSD W60L60 OC ELB3 | 910505102354 | 2022-04-22 00:00:00 |  |  | IP20/44 ¦ Finger-protected; wire-protected, splash-proof |  |  |  | 3000 K |  |  |  |  | Yes | [8 empty] | 0 to +35 °C | [8 empty] | - | Yes | Push-in connector 5-pole | No | DALI |  | Yes | Power supply unit with DALI interface |  |  | ENEC mark |  | - |  | For mounting on normally flammable surfaces |  | Temperature 650 °C, duration 30 s | Steel | IP20/44 ¦ Finger-protected; wire-protected, splash-proof | (0.43, 0.40) SDCM≤3 |  | 220-240 V | 18.3 A | 0.276 ms |  |  | No | 90° | +/-10% |  | 3% | IK03 ¦ 0.3 J |  |  |  |  | 1 unit |  | 14 | Polystyrene | Beam angle 90° |  | Opal | Acrylate |  |  |  | 71 mm | 595 mm | 595 mm |  |  |  |  | +/-10% | Safety class II | Acrylate |  | Yes |  | 19 |  |  | 5 years |  | ADAM-cb4851acbd374173a83eaecc00ee3904 | https://www.assets.signify.com/is/image/Signify/d3fe4df580a549708e5baecc00ee40e4 | ADAM-4b70202c88c0434cbb79aeee00b98972 | https://www.assets.signify.com/is/content/Signify/fp910505102354-pss-global |  |  | ADAM-54c234f12faf49b5bafdaed600cf3bee | https://www.assets.signify.com/is/image/Signify/35bba45364a04b0b9ba5aed600cf3cb7 | ADAM-be25fa4a72584a4ebcdaaefd00977341 | https://www.assets.signify.com/is/content/Signify/0c2ff85dadb749498c05aefd0097733c |  |  |  |  | ADAM-fa689ae55cb64de0ae8eaf1100abc881 | https://www.docs.signify.com/assets/ies/_rc132v34s830ocg5psdw60l60elb3.ies | [14 empty] | ADAM-54d9c047a07a42a4ba55af1100abc782 | https://www.docs.signify.com/assets/emd/_rc132v34s830ocg5psdw60l60elb3.ldt | ADAM-cd4acd28298a45da9f39af1800880c1f | https://www.assets.signify.com/is/content/Signify/c43b29eb88344db787e8af1800881464 | ADAM-46d7d1f1e0814e6fa98cacef00f59f5a;ADAM-e44636982ef3489c8d1caf32007fac9a | https://www.assets.signify.com/is/content/Signify/1d987a720b894613b47facef00f5bbce;https://www.assets.signify.com/is/content/Signify/b034aea9062a4e9ba8f4af32007fb995 |  |  | L90 | L80 |  | 3400 lumen | White |  | ≥80 | 3000 K | 34 W | 100 lm/W | 50 or 60 Hz | 830 warm white | 3400 lumen |  | 34 W | 0.9 | [5 empty] | https://www.lighting.philips.com/link/910505102354_EU/prd/aa/en
FP-910505102355 | RC132V G5 36S/840 PSU W30L120 NOC ELB3 | 910505102355 | 2022-04-22 00:00:00 |  |  | IP20/44 ¦ Finger-protected; wire-protected, splash-proof |  |  |  | 4000 K |  |  |  |  | No | [8 empty] | 0 to +35 °C | [8 empty] | - | Yes | Push-in connector 3-pole | No |  |  | Yes | Power supply unit (On/Off) |  |  | ENEC mark |  | - |  | For mounting on normally flammable surfaces |  | Temperature 650 °C, duration 30 s | Steel | IP20/44 ¦ Finger-protected; wire-protected, splash-proof | (0.38, 0.38) SDCM≤3 |  | 220-240 V | 16 A | 0.2 ms |  |  | No | 120° | +/-10% |  |  | IK03 ¦ 0.3 J |  |  |  |  | 1 unit |  | 21 | Polystyrene | Beam angle 120° |  | Opal | Acrylate |  |  |  | 69 mm | 1195 mm | 295 mm |  |  |  |  | +/-10% | Safety class II | Acrylate |  | Yes |  | 22 |  |  | 5 years |  | ADAM-1f3ad8990a774fde919aaecc00ac7362 | https://www.assets.signify.com/is/image/Signify/93272d067a81458e9dccaecc00ac773a | ADAM-5ad2eae356a8496bb2a5af020185c289 | https://www.assets.signify.com/is/content/Signify/fp910505102355-pss-global |  |  | ADAM-9f80a92cfcb7498cbc78aed600cf31aa | https://www.assets.signify.com/is/image/Signify/6a3b44af940b49c299e6aed600cf33dd | ADAM-be25fa4a72584a4ebcdaaefd00977341 | https://www.assets.signify.com/is/content/Signify/0c2ff85dadb749498c05aefd0097733c |  |  |  |  | ADAM-12305edc8d0c4d54aae8af1100abced2 | https://www.docs.signify.com/assets/ies/_rc132v36s840nocg5psdw30l120elb3.ies | [14 empty] | ADAM-d23c2713bd8e48c38e65af1100abcdc8 | https://www.docs.signify.com/assets/emd/_rc132v36s840nocg5psdw30l120elb3.ldt | ADAM-cd4acd28298a45da9f39af1800880c1f | https://www.assets.signify.com/is/content/Signify/c43b29eb88344db787e8af1800881464 | ADAM-46d7d1f1e0814e6fa98cacef00f59f5a;ADAM-e44636982ef3489c8d1caf32007fac9a | https://www.assets.signify.com/is/content/Signify/1d987a720b894613b47facef00f5bbce;https://www.assets.signify.com/is/content/Signify/b034aea9062a4e9ba8f4af32007fb995 |  |  | L90 | L80 |  | 3600 lumen | White |  | ≥80 | 4000 K | 34 W | 106 lm/W | 50 or 60 Hz | 840 neutral white | 3600 lumen |  | 34 W | 0.9 | [5 empty] | https://www.lighting.philips.com/link/910505102355_EU/prd/aa/en
FP-910505103382 | BN126C LED80S/840 PSU ELB3 L1500 | 910505103382 | 2022-04-27 00:00:00 |  |  | IP20 ¦ Finger-protected |  |  |  | 4000 K |  |  |  |  | No | [8 empty] | -20 to +40 °C | [8 empty] | - | CE mark | Push-in connector 3-pole | No |  |  | Yes | Power supply unit (On/Off) |  |  | ENEC mark |  | - |  | For mounting on normally flammable surfaces |  | Temperature 650 °C, duration 30 s | Steel | IP20 ¦ Finger-protected | (0.38, 0.38) SDCM≤3 |  | 220-240 V | 10.6 A | 0.527 ms |  |  | No | 120° | +/-10% |  |  | IK04 ¦ 0.5 J standard plus |  |  |  |  | 1 unit |  | 13 | Polycarbonate | Beam angle 120° |  | Opal | Polycarbonate |  |  |  | 65 mm | 1450 mm | 65 mm |  |  |  |  | +/-10% | Safety class I | - |  | Not applicable |  | 26 |  |  | 5 years |  | ADAM-07caa802de644a8587feab2700990f22 | https://www.assets.signify.com/is/image/Signify/c78ce4c524e1436faa2cab27009913e9 | ADAM-507879b3cf004d84a3c4aeec0140fc91 | https://www.assets.signify.com/is/content/Signify/fp910505103382-pss-global |  |  | ADAM-8e51abfdb61b4bca8537af3900b6c503 | https://www.assets.signify.com/is/image/Signify/f9551f7736a04a8991b5af3900b6c5a6 | ADAM-6df553ff92114b319b13b020008c4ed1 | https://www.assets.signify.com/is/content/Signify/9e7e6ca1c3154b75aa9fb020008c52c1 |  |  |  |  | ADAM-0e94ae91cd3840c18695aecb00cd33a7 | https://www.docs.signify.com/assets/ies/_bn126cled80s840psul1500elb3.ies | [14 empty] | ADAM-4063de5da2fc4bc1a86caecb00cd3240 | https://www.docs.signify.com/assets/emd/_bn126cled80s840psul1500elb3.ldt |  |  | ADAM-6b69a7136abf4538a1f3acef00f5dbbd | https://www.assets.signify.com/is/content/Signify/39d471d8306343c7adf5acef00f5f9f5 |  |  | 85 |  |  | 8000 lumen | White |  | <gt/>80 | 4000 K | 64 W | 125 lm/W | 50 or 60 Hz | 840 neutral white | 8000 lumen |  | 64 W | 0.9 | [5 empty] | https://www.lighting.philips.com/link/910505103382_EU/prd/aa/en
FP-910505103404 | BN126C LED64S/840 PSD L1200 | 910505103404 | 2022-05-10 00:00:00 |  |  | IP20 ¦ Finger-protected |  |  |  | 4000 K |  |  |  |  | Yes | [8 empty] | -20 to +40 °C | [8 empty] | - | CE mark | Push-in connector 5-pole | No | DALI |  | Yes | Power supply unit with DALI interface |  |  | ENEC mark |  | - |  | For mounting on normally flammable surfaces |  | Temperature 650 °C, duration 30 s | Steel | IP20 ¦ Finger-protected | (0.38, 0.38) SDCM≤3 |  | 220-240 V | 14.4 A | 0.579 ms |  |  | No | 120° | +/-10% |  |  | IK04 ¦ 0.5 J standard plus |  |  |  |  | 1 unit |  | 9 | Polycarbonate | Beam angle 120° |  | Opal | Polycarbonate |  |  |  | 65 mm | 1135 mm | 65 mm |  |  |  |  | +/-10% | Safety class I | - |  | Not applicable |  | 26 |  |  | 5 years |  | ADAM-176e557c9604470992c5ab270098e6ee | https://www.assets.signify.com/is/image/Signify/8114f86b2b174003ac11ab270098eba8 | ADAM-6ac7b91a7c0340acb842aeec015da5a9 | https://www.assets.signify.com/is/content/Signify/fp910505103404-pss-global |  |  | ADAM-9261740a3edb4a74a586af3900b6c3c8 | https://www.assets.signify.com/is/image/Signify/3698e06515b344a480e9af3900b6c466 | ADAM-d9bab68108f942ab87e3b020008c42a2 | https://www.assets.signify.com/is/content/Signify/114be182e6494d0fb0e0b020008c4ae1 |  |  |  |  | ADAM-d9ab048abe7940638ce8aecb00cd0a94 | https://www.docs.signify.com/assets/ies/_bn126cled64s840psdl1200.ies | [14 empty] | ADAM-349ffd29022b44ae9c88aecb00cd0567 | https://www.docs.signify.com/assets/emd/_bn126cled64s840psdl1200.ldt |  |  | ADAM-6b69a7136abf4538a1f3acef00f5dbbd | https://www.assets.signify.com/is/content/Signify/39d471d8306343c7adf5acef00f5f9f5 |  | 80 | 85 |  |  | 6400 lumen | White |  | <gt/>80 | 4000 K | 54 W | 119 lm/W | 50 or 60 Hz | 840 neutral white | 6400 lumen |  | 54 W | 0.9 | [5 empty] | https://www.lighting.philips.com/link/910505103404_EU/prd/aa/en
FP-910505103405 | BN126C LED80S/840 PSD L1500 | 910505103405 | 2022-05-10 00:00:00 |  |  | IP20 ¦ Finger-protected |  |  |  | 4000 K |  |  |  |  | Yes | [8 empty] | -20 to +40 °C | [8 empty] | - | CE mark | Push-in connector 5-pole | No | DALI |  | Yes | Power supply unit with DALI interface |  |  | ENEC mark |  | - |  | For mounting on normally flammable surfaces |  | Temperature 650 °C, duration 30 s | Steel | IP20 ¦ Finger-protected | (0.38, 0.38) SDCM≤3 |  | 220-240 V | 10.6 A | 0.527 ms |  |  | No | 120° | +/-10% |  |  | IK04 ¦ 0.5 J standard plus |  |  |  |  | 1 unit |  | 13 | Polycarbonate | Beam angle 120° |  | Opal | Polycarbonate |  |  |  | 65 mm | 1450 mm | 65 mm |  |  |  |  | +/-10% | Safety class I | - |  | Not applicable |  | 26 |  |  | 5 years |  | ADAM-07caa802de644a8587feab2700990f22 | https://www.assets.signify.com/is/image/Signify/c78ce4c524e1436faa2cab27009913e9 | ADAM-56e5c9da7f244d06a24caeec0103ea80 | https://www.assets.signify.com/is/content/Signify/fp910505103405-pss-global |  |  | ADAM-8e51abfdb61b4bca8537af3900b6c503 | https://www.assets.signify.com/is/image/Signify/f9551f7736a04a8991b5af3900b6c5a6 | ADAM-d9bab68108f942ab87e3b020008c42a2 | https://www.assets.signify.com/is/content/Signify/114be182e6494d0fb0e0b020008c4ae1 |  |  |  |  | ADAM-fa09584c8bdb46adbaccaecb00cd1960 | https://www.docs.signify.com/assets/ies/_bn126cled80s840psdl1500.ies | [14 empty] | ADAM-c19d63b31d8c49ff8474aecb00cd157e | https://www.docs.signify.com/assets/emd/_bn126cled80s840psdl1500.ldt |  |  | ADAM-6b69a7136abf4538a1f3acef00f5dbbd | https://www.assets.signify.com/is/content/Signify/39d471d8306343c7adf5acef00f5f9f5 |  |  | 85 |  |  | 8000 lumen | White |  | <gt/>80 | 4000 K | 63 W | 127 lm/W | 50 or 60 Hz | 840 neutral white | 8000 lumen |  | 63 W | 0.9 | [5 empty] | https://www.lighting.philips.com/link/910505103405_EU/prd/aa/en
FP-910925227912 | ZRP220 AD60/60 A5 | 910925227912 | 2008-06-25 00:00:00 |  |  | - | [16 empty] | Aluminum |  | - | [25 empty] | - |  |  | - V | [7 empty] | Aluminum |  | - | [23 empty] | - | [9 empty] | ADAM-77925 | https://www.assets.signify.com/is/image/Signify/0167bd9c99724746aed2a4ad014c3a93 | ADAM-20160918135735682 | https://www.assets.signify.com/is/content/PhilipsLighting/fp910925227912-pss-global |  |  |  |  | ADAM-77924 | https://www.assets.signify.com/is/content/PhilipsLighting/a9cef548d75544429056a4ac006f4af5 | [24 empty] | ADAM-8c71d83c01834fc09c5bb00d01097721 | https://www.assets.signify.com/is/content/Signify/9848f8683d2c43aaa316b00d01098262 | [12 empty] | - Hz | [10 empty] | https://www.lighting.philips.com/link/910925227912_EU/prd/aa/en
FP-910925865338 | BRP101 LED37/740 I DM | 910925865338 | 2017-10-24 00:00:00 |  |  | IP65 ¦ Dust penetration-protected, jet-proof |  |  |  | 4000 K |  |  |  |  | No | [8 empty] | -40 to +35 °C |  | N/A W | [6 empty] | - | Yes | Push-in connector and pull relief | No |  |  | Yes | Power supply unit (On/Off) | 0.016478 m² | N/A W | ENEC mark |  | Aluminum |  | - |  |  | Aluminum die cast | IP65 ¦ Dust penetration-protected, jet-proof | (0.41, 0.39) SDCM ≤5 | N/A W | 220 to 240 V | 7.1 A | 61.2 ms | LED37 ¦ LED module 3700 lm | LED | No | - | +/-7% |  | Not applicable | IK08 ¦ 5 J vandal-protected |  |  |  | Universal for diameter 42 to 60 mm adjustable | 1 unit |  | 11 | Polymethyl methacrylate |  | Distribution medium | Clear | Tempered glass | Flat | Flat glass | 360 mm | 78 mm | 333 mm | 197 mm |  |  |  |  | +/-10% | Safety class I | - | - |  | Luminaire surge protection level until 4 kV differential mode and 4 kV common mode |  | 0 |  | 5 years |  | ADAM-20171205121454354 | https://www.assets.signify.com/is/image/Signify/60a1bce7ea92402ab9f4a84000b95e69 | ADAM-fbe961348f0642cf9e5ca8a300c301cb | https://www.assets.signify.com/is/content/PhilipsLighting/fp910925865338-pss-global |  |  | ADAM-0283b1e2638e407ba83ca89400ac621f | https://www.assets.signify.com/is/image/PhilipsLighting/788de293db9a405f8d2ea89400ac65c5 | ADAM-18f41a06faa3416fa5a0ad8700e413b9 | https://www.assets.signify.com/is/content/Signify/1647c6253f624d119375ad8700e416e6 |  |  | ADAM-cea479de0446467c892da8f8009cac9d | https://www.assets.signify.com/is/content/Signify/263b305082d04579bf15a8f8009cadea | ADAM-6adcbe2688cf4bfcbf58abe300aa9a53 | https://www.docs.signify.com/assets/ies/ofmt1_brp101t251xled37740dm.ies | [14 empty] | ADAM-044d9656d7224fecaf95abe300aa96e8 | https://www.docs.signify.com/assets/emd/ofmt2_brp101t251xled37740dm.ldt |  |  | ADAM-8c71d83c01834fc09c5bb00d01097721 | https://www.assets.signify.com/is/content/Signify/9848f8683d2c43aaa316b00d01098262 |  |  |  | L70 |  | 3054 lumen | Gray |  | 70 | 4000 K | 29.6 W | 103 lm/W | 50 to 60 Hz | 740 neutral white | 3054 lumen |  | 29.6 W | 0.98 | [5 empty] | https://www.lighting.philips.com/link/910925865338_EU/prd/aa/en
FP-910925865339 | BRP101 LED37/740 II DM | 910925865339 | 2017-10-24 00:00:00 |  |  | IP65 ¦ Dust penetration-protected, jet-proof |  |  |  | 4000 K |  |  |  |  | No | [8 empty] | -40 to +35 °C |  | N/A W | [6 empty] | - | Yes | Push-in connector and pull relief | No |  |  | Yes | Power supply unit (On/Off) | 0.016478 m² | N/A W | ENEC mark |  | Aluminum |  | - |  |  | Aluminum die cast | IP65 ¦ Dust penetration-protected, jet-proof | (0.41, 0.39) SDCM ≤5 | N/A W | 220 to 240 V | 7.1 A | 61.2 ms | LED37 ¦ LED module 3700 lm | LED | No | - | +/-7% |  | Not applicable | IK08 ¦ 5 J vandal-protected |  |  |  | Universal for diameter 42 to 60 mm adjustable | 1 unit |  | 11 | Polymethyl methacrylate |  | Distribution medium | Clear | Tempered glass | Flat | Flat glass | 360 mm | 78 mm | 333 mm | 197 mm |  |  |  |  | +/-10% | Safety class II | - | - |  | Luminaire surge protection level until 4 kV differential mode and 4 kV common mode |  | 0 |  | 5 years |  | ADAM-20171205121454354 | https://www.assets.signify.com/is/image/Signify/60a1bce7ea92402ab9f4a84000b95e69 | ADAM-aa3dd0616fa34b9d9fb1a8a300e17c75 | https://www.assets.signify.com/is/content/PhilipsLighting/fp910925865339-pss-global |  |  | ADAM-0283b1e2638e407ba83ca89400ac621f | https://www.assets.signify.com/is/image/PhilipsLighting/788de293db9a405f8d2ea89400ac65c5 | ADAM-18f41a06faa3416fa5a0ad8700e413b9 | https://www.assets.signify.com/is/content/Signify/1647c6253f624d119375ad8700e416e6 |  |  | ADAM-cea479de0446467c892da8f8009cac9d | https://www.assets.signify.com/is/content/Signify/263b305082d04579bf15a8f8009cadea | ADAM-6adcbe2688cf4bfcbf58abe300aa9a53 | https://www.docs.signify.com/assets/ies/ofmt1_brp101t251xled37740dm.ies | [14 empty] | ADAM-044d9656d7224fecaf95abe300aa96e8 | https://www.docs.signify.com/assets/emd/ofmt2_brp101t251xled37740dm.ldt |  |  | ADAM-8c71d83c01834fc09c5bb00d01097721 | https://www.assets.signify.com/is/content/Signify/9848f8683d2c43aaa316b00d01098262 |  |  |  | L70 |  | 3054 lumen | Gray |  | 70 | 4000 K | 29.6 W | 103 lm/W | 50 to 60 Hz | 740 neutral white | 3054 lumen |  | 29.6 W | 0.98 | [5 empty] | https://www.lighting.philips.com/link/910925865339_EU/prd/aa/en
FP-910925865340 | BRP102 LED55/740 I DM | 910925865340 | 2017-10-24 00:00:00 |  |  | IP65 ¦ Dust penetration-protected, jet-proof |  |  |  | 4000 K |  |  |  |  | No | [8 empty] | -40 to +35 °C |  | N/A W | [6 empty] | - | Yes | Push-in connector and pull relief | No |  |  | Yes | Power supply unit (On/Off) | 0.22526 m² | N/A W | ENEC mark |  | Aluminum |  | - |  |  | Aluminum die cast | IP65 ¦ Dust penetration-protected, jet-proof | (0.41, 0.39) SDCM ≤5 | N/A W | 220 to 240 V | 46 A | 440 ms | LED55 ¦ LED module 5500 lm | LED | No | - | +/-7% |  | Not applicable | IK08 ¦ 5 J vandal-protected |  |  |  | Universal for diameter 42 to 60 mm adjustable | 1 unit |  | 11 | Polymethyl methacrylate |  | Distribution medium | Clear | Tempered glass | Flat | Flat glass | 520 mm | 79 mm | 493 mm | 217 mm |  |  |  |  | +/-10% | Safety class I | - | - |  | Luminaire surge protection level until 4 kV differential mode and 4 kV common mode |  | 0 |  | 5 years |  | ADAM-20171205121509863 | https://www.assets.signify.com/is/image/Signify/63f493c7be8a40178518a84000b9708c | ADAM-490f9183d66c40ea9a8ba8a300cc4e61 | https://www.assets.signify.com/is/content/PhilipsLighting/fp910925865340-pss-global |  |  | ADAM-0055b18949c24e4aae03a89400ac6709 | https://www.assets.signify.com/is/image/PhilipsLighting/9778a7bb6e6a486db9f9a89400ac6795 | ADAM-18f41a06faa3416fa5a0ad8700e413b9 | https://www.assets.signify.com/is/content/Signify/1647c6253f624d119375ad8700e416e6 |  |  | ADAM-86504a1ac508420f96a1a8f8009cb31f;ADAM-cecdeaf8784045658ac5a8f8009cb000 | https://www.docs.signify.com/assets/3d8/63_philips_coreline_malaga_led-brp102-3d.txt;https://www.assets.signify.com/is/content/Signify/a7805311faf04cc4964ba8f8009cb0b1 | ADAM-d5564da94f46413c8288aa3700fdd742 | https://www.docs.signify.com/assets/ies/phl_brp102_led55_dm-ies.ies | [18 empty] | ADAM-8c71d83c01834fc09c5bb00d01097721 | https://www.assets.signify.com/is/content/Signify/9848f8683d2c43aaa316b00d01098262 |  |  |  | L70 |  | 4600 lumen | Gray |  | 70 | 4000 K | 39 W | 118 lm/W | 50 to 60 Hz | 740 neutral white | 4600 lumen |  | 39 W | 0.98 | [5 empty] | https://www.lighting.philips.com/link/910925865340_EU/prd/aa/en
FP-910925865341 | BRP102 LED55/740 II DM | 910925865341 | 2017-10-24 00:00:00 |  |  | IP65 ¦ Dust penetration-protected, jet-proof |  |  |  | 4000 K |  |  |  |  | No | [8 empty] | -40 to +35 °C |  | N/A W | [6 empty] | - | Yes | Push-in connector and pull relief | No |  |  | Yes | Power supply unit (On/Off) | 0.22526 m² | N/A W | ENEC mark |  | Aluminum |  | - |  |  | Aluminum die cast | IP65 ¦ Dust penetration-protected, jet-proof | (0.41, 0.39) SDCM ≤5 | N/A W | 220 to 240 V | 46 A | 440 ms | LED55 ¦ LED module 5500 lm | LED | No | - | +/-7% |  | Not applicable | IK08 ¦ 5 J vandal-protected |  |  |  | Universal for diameter 42 to 60 mm adjustable | 1 unit |  | 11 | Polymethyl methacrylate |  | Distribution medium | Clear | Tempered glass | Flat | Flat glass | 520 mm | 79 mm | 493 mm | 217 mm |  |  |  |  | +/-10% | Safety class II | - | - |  | Luminaire surge protection level until 4 kV differential mode and 4 kV common mode |  | 0 |  | 5 years |  | ADAM-20171205121509863 | https://www.assets.signify.com/is/image/Signify/63f493c7be8a40178518a84000b9708c | ADAM-4c83ab2faf1e4a31bbf8a8a300e379e4 | https://www.assets.signify.com/is/content/PhilipsLighting/fp910925865341-pss-global |  |  | ADAM-0055b18949c24e4aae03a89400ac6709 | https://www.assets.signify.com/is/image/PhilipsLighting/9778a7bb6e6a486db9f9a89400ac6795 | ADAM-18f41a06faa3416fa5a0ad8700e413b9 | https://www.assets.signify.com/is/content/Signify/1647c6253f624d119375ad8700e416e6 |  |  | ADAM-86504a1ac508420f96a1a8f8009cb31f;ADAM-cecdeaf8784045658ac5a8f8009cb000 | https://www.docs.signify.com/assets/3d8/63_philips_coreline_malaga_led-brp102-3d.txt;https://www.assets.signify.com/is/content/Signify/a7805311faf04cc4964ba8f8009cb0b1 | [20 empty] | ADAM-8c71d83c01834fc09c5bb00d01097721 | https://www.assets.signify.com/is/content/Signify/9848f8683d2c43aaa316b00d01098262 |  |  |  | L70 |  | 4600 lumen | Gray |  | 70 | 4000 K | 39 W | 118 lm/W | 50 to 60 Hz | 740 neutral white | 4600 lumen |  | 39 W | 0.98 | [5 empty] | https://www.lighting.philips.com/link/910925865341_EU/prd/aa/en
FP-910925865342 | BRP102 LED75/740 I DM | 910925865342 | 2017-10-24 00:00:00 |  |  | IP65 ¦ Dust penetration-protected, jet-proof |  |  |  | 4000 K |  |  |  |  | No | [8 empty] | -40 to +35 °C |  | N/A W | [6 empty] | - | Yes | Push-in connector and pull relief | No |  |  | Yes | Power supply unit (On/Off) | 0.22526 m² | N/A W | ENEC mark |  | Aluminum |  | - |  |  | Aluminum die cast | IP65 ¦ Dust penetration-protected, jet-proof | (0.41, 0.39) SDCM ≤5 | N/A W | 220 to 240 V | 46 A | 440 ms | LED75 ¦ LED module 7500 lm | LED | No | - | +/-7% |  | Not applicable | IK08 ¦ 5 J vandal-protected |  |  |  | Universal for diameter 42 to 60 mm adjustable | 1 unit |  | 11 | Polymethyl methacrylate |  | Distribution medium | Clear | Tempered glass | Flat | Flat glass | 520 mm | 79 mm | 493 mm | 217 mm |  |  |  |  | +/-10% | Safety class I | - | - |  | Luminaire surge protection level until 4 kV differential mode and 4 kV common mode |  | 0 |  | 5 years |  | ADAM-20171205121509863 | https://www.assets.signify.com/is/image/Signify/63f493c7be8a40178518a84000b9708c | ADAM-35ea05f78633408abf9da8a300e9346c | https://www.assets.signify.com/is/content/PhilipsLighting/fp910925865342-pss-global |  |  | ADAM-0055b18949c24e4aae03a89400ac6709 | https://www.assets.signify.com/is/image/PhilipsLighting/9778a7bb6e6a486db9f9a89400ac6795 | ADAM-18f41a06faa3416fa5a0ad8700e413b9 | https://www.assets.signify.com/is/content/Signify/1647c6253f624d119375ad8700e416e6 |  |  | ADAM-86504a1ac508420f96a1a8f8009cb31f;ADAM-cecdeaf8784045658ac5a8f8009cb000 | https://www.docs.signify.com/assets/3d8/63_philips_coreline_malaga_led-brp102-3d.txt;https://www.assets.signify.com/is/content/Signify/a7805311faf04cc4964ba8f8009cb0b1 | ADAM-ca0e2f3007e94658bb08aa3700fddc38 | https://www.docs.signify.com/assets/ies/phl_brp102_led75_dm-ies.ies | [18 empty] | ADAM-8c71d83c01834fc09c5bb00d01097721 | https://www.assets.signify.com/is/content/Signify/9848f8683d2c43aaa316b00d01098262 |  |  |  | L70 |  | 6133 lumen | Gray |  | 70 | 4000 K | 56.5 W | 109 lm/W | 50 to 60 Hz | 740 neutral white | 6133 lumen |  | 56.5 W | 0.95 | [5 empty] | https://www.lighting.philips.com/link/910925865342_EU/prd/aa/en
FP-910925865343 | BRP102 LED75/740 II DM | 910925865343 | 2017-10-24 00:00:00 |  |  | IP65 ¦ Dust penetration-protected, jet-proof |  |  |  | 4000 K |  |  |  |  | No | [8 empty] | -40 to +35 °C |  | N/A W | [6 empty] | - | Yes | Push-in connector and pull relief | No |  |  | Yes | Power supply unit (On/Off) | 0.22526 m² | N/A W | ENEC mark |  | Aluminum |  | - |  |  | Aluminum die cast | IP65 ¦ Dust penetration-protected, jet-proof | (0.41, 0.39) SDCM ≤5 | N/A W | 220 to 240 V | 46 A | 440 ms | LED75 ¦ LED module 7500 lm | LED | No | - | +/-7% |  | Not applicable | IK08 ¦ 5 J vandal-protected |  |  |  | Universal for diameter 42 to 60 mm adjustable | 1 unit |  | 11 | Polymethyl methacrylate |  | Distribution medium | Clear | Tempered glass | Flat | Flat glass | 520 mm | 79 mm | 493 mm | 217 mm |  |  |  |  | +/-10% | Safety class II | - | - |  | Luminaire surge protection level until 4 kV differential mode and 4 kV common mode |  | 0 |  | 5 years |  | ADAM-20171205121509863 | https://www.assets.signify.com/is/image/Signify/63f493c7be8a40178518a84000b9708c | ADAM-0ac7e487d02543bab24ba8a300e177ce | https://www.assets.signify.com/is/content/PhilipsLighting/fp910925865343-pss-global |  |  | ADAM-0055b18949c24e4aae03a89400ac6709 | https://www.assets.signify.com/is/image/PhilipsLighting/9778a7bb6e6a486db9f9a89400ac6795 | ADAM-18f41a06faa3416fa5a0ad8700e413b9 | https://www.assets.signify.com/is/content/Signify/1647c6253f624d119375ad8700e416e6 |  |  | ADAM-86504a1ac508420f96a1a8f8009cb31f;ADAM-cecdeaf8784045658ac5a8f8009cb000 | https://www.docs.signify.com/assets/3d8/63_philips_coreline_malaga_led-brp102-3d.txt;https://www.assets.signify.com/is/content/Signify/a7805311faf04cc4964ba8f8009cb0b1 | [20 empty] | ADAM-8c71d83c01834fc09c5bb00d01097721 | https://www.assets.signify.com/is/content/Signify/9848f8683d2c43aaa316b00d01098262 |  |  |  | L70 |  | 6133 lumen | Gray |  | 70 | 4000 K | 56.5 W | 109 lm/W | 50 to 60 Hz | 740 neutral white | 6133 lumen |  | 56.5 W | 0.95 | [5 empty] | https://www.lighting.philips.com/link/910925865343_EU/prd/aa/en
FP-910925865344 | BRP102 LED110/740 I DM | 910925865344 | 2017-10-24 00:00:00 |  |  | IP65 ¦ Dust penetration-protected, jet-proof |  |  |  | 4000 K |  |  |  |  | No | [8 empty] | -40 to +35 °C |  | N/A W | [6 empty] | - | Yes | Push-in connector and pull relief | No |  |  | Yes | Power supply unit (On/Off) | 0.22526 m² | N/A W | ENEC mark |  | Aluminum |  | - |  |  | Aluminum die cast | IP65 ¦ Dust penetration-protected, jet-proof | (0.41, 0.39) SDCM ≤5 | N/A W | 220 to 240 V | 46 A | 440 ms | LED110 ¦ LED module 11000 lm | LED | No | - | +/-7% |  | Not applicable | IK08 ¦ 5 J vandal-protected |  |  |  | Universal for diameter 42 to 60 mm adjustable | 1 unit |  | 11 | Polymethyl methacrylate |  | Distribution medium | Clear | Tempered glass | Flat | Flat glass | 520 mm | 79 mm | 493 mm | 217 mm |  |  |  |  | +/-10% | Safety class I | - | - |  | Luminaire surge protection level until 4 kV differential mode and 4 kV common mode |  | 0 |  | 5 years |  | ADAM-20171205121509863 | https://www.assets.signify.com/is/image/Signify/63f493c7be8a40178518a84000b9708c | ADAM-cd2fe4fd783647b4a486a8a300da549a | https://www.assets.signify.com/is/content/PhilipsLighting/fp910925865344-pss-global |  |  | ADAM-0055b18949c24e4aae03a89400ac6709 | https://www.assets.signify.com/is/image/PhilipsLighting/9778a7bb6e6a486db9f9a89400ac6795 | ADAM-18f41a06faa3416fa5a0ad8700e413b9 | https://www.assets.signify.com/is/content/Signify/1647c6253f624d119375ad8700e416e6 |  |  | ADAM-86504a1ac508420f96a1a8f8009cb31f;ADAM-cecdeaf8784045658ac5a8f8009cb000 | https://www.docs.signify.com/assets/3d8/63_philips_coreline_malaga_led-brp102-3d.txt;https://www.assets.signify.com/is/content/Signify/a7805311faf04cc4964ba8f8009cb0b1 | ADAM-a7a5d43a36cb4792ade4aa3700fde06e | https://www.docs.signify.com/assets/ies/phl_brp102_led110_dm-ies.ies | [18 empty] | ADAM-8c71d83c01834fc09c5bb00d01097721 | https://www.assets.signify.com/is/content/Signify/9848f8683d2c43aaa316b00d01098262 |  |  |  | L70 |  | 9006 lumen | Gray |  | 70 | 4000 K | 83 W | 111 lm/W | 50 to 60 Hz | 740 neutral white | 9006 lumen |  | 83 W | 0.97 | [5 empty] | https://www.lighting.philips.com/link/910925865344_EU/prd/aa/en
FP-910925865345 | BRP102 LED110/740 II DM | 910925865345 | 2017-10-24 00:00:00 |  |  | IP65 ¦ Dust penetration-protected, jet-proof |  |  |  | 4000 K |  |  |  |  | No | [8 empty] | -40 to +35 °C |  | N/A W | [6 empty] | - | Yes | Push-in connector and pull relief | No |  |  | Yes | Power supply unit (On/Off) | 0.22526 m² | N/A W | ENEC mark |  | Aluminum |  | - |  |  | Aluminum die cast | IP65 ¦ Dust penetration-protected, jet-proof | (0.41, 0.39) SDCM ≤5 | N/A W | 220 to 240 V | 46 A | 440 ms | LED110 ¦ LED module 11000 lm | LED | No | - | +/-7% |  | Not applicable | IK08 ¦ 5 J vandal-protected |  |  |  | Universal for diameter 42 to 60 mm adjustable | 1 unit |  | 11 | Polymethyl methacrylate |  | Distribution medium | Clear | Tempered glass | Flat | Flat glass | 520 mm | 79 mm | 493 mm | 217 mm |  |  |  |  | +/-10% | Safety class II | - | - |  | Luminaire surge protection level until 4 kV differential mode and 4 kV common mode |  | 0 |  | 5 years |  | ADAM-20171205121509863 | https://www.assets.signify.com/is/image/Signify/63f493c7be8a40178518a84000b9708c | ADAM-91a3ef7b805745d5846ca8a300cbe58e | https://www.assets.signify.com/is/content/PhilipsLighting/fp910925865345-pss-global |  |  | ADAM-0055b18949c24e4aae03a89400ac6709 | https://www.assets.signify.com/is/image/PhilipsLighting/9778a7bb6e6a486db9f9a89400ac6795 | ADAM-18f41a06faa3416fa5a0ad8700e413b9 | https://www.assets.signify.com/is/content/Signify/1647c6253f624d119375ad8700e416e6 |  |  | ADAM-86504a1ac508420f96a1a8f8009cb31f;ADAM-cecdeaf8784045658ac5a8f8009cb000 | https://www.docs.signify.com/assets/3d8/63_philips_coreline_malaga_led-brp102-3d.txt;https://www.assets.signify.com/is/content/Signify/a7805311faf04cc4964ba8f8009cb0b1 | [20 empty] | ADAM-8c71d83c01834fc09c5bb00d01097721 | https://www.assets.signify.com/is/content/Signify/9848f8683d2c43aaa316b00d01098262 |  |  |  | L70 |  | 9006 lumen | Gray |  | 70 | 4000 K | 83 W | 111 lm/W | 50 to 60 Hz | 740 neutral white | 9006 lumen |  | 83 W | 0.97 | [5 empty] | https://www.lighting.philips.com/link/910925865345_EU/prd/aa/en
FP-910925866273 | BDP100 LED50/830 II DS PCF GR 62P | 910925866273 | 2018-08-21 00:00:00 |  |  | IP66 ¦ Dust penetration-protected, jet-proof |  |  |  | 3000 K |  |  |  |  | No | [8 empty] | -40 to +35 °C | [8 empty] | - | Yes | Screw connection block 5-pole | No | - | 0.5 % | Yes | Power supply unit regulating | 0.051 m² |  | ENEC mark |  | Steel |  | - |  |  | Aluminum | IP66 ¦ Dust penetration-protected, jet-proof | (0.43, 0.40) SDCM <lt/>5 |  | 220-240 V | 45 A | 0.285 ms | LED50 ¦ LED module 5000 lm | LED | Yes | 75° | +/-7% |  | Not applicable | IK10 ¦ 20 J vandal-resistant |  |  |  | Post-top for diameter 62 mm | 1 unit |  | 10 | Acrylate |  | Distribution symmetrical | Frosted | Polycarbonate | Conical flat | Polycarbonate bowl/cover frosted | 570 mm | 209 mm | [6 empty] | +/-10% | Safety class II | - | 0° |  | Luminaire surge protection level until 6 kV differential mode and 6 kV common mode |  | 3 |  | 5 years |  | ADAM-89286 | https://www.assets.signify.com/is/image/Signify/441df919aab94b5bbb9ca4ad00e79562 | ADAM-3b6598694cce4ccc9261a9ac00b70e98 | https://www.assets.signify.com/is/content/PhilipsLighting/fp910925866273-pss-global |  |  | ADAM-123533 | https://www.assets.signify.com/is/image/PhilipsLighting/21e9e2a411874518b116a4ac00761d03 | ADAM-b8eae6bc05ab48bfbd30adab00fa178c | https://www.assets.signify.com/is/content/Signify/9389089d129c4af3920cadab00fa1e50 |  |  |  |  | ADAM-bca4c4c47e7b47ad8f3aa98300ff163a | https://www.docs.signify.com/assets/ies/ofmt1_bdp100pcf1xled50830ds.ies | [14 empty] | ADAM-3c17e1787f054520a517a98300ff1514 | https://www.docs.signify.com/assets/emd/ofmt2_bdp100pcf1xled50830ds.ldt | [7 empty] | 91 |  | 2800 lumen | Gray |  | 80 | 3000 K | 41 W | 68 lm/W | 50 to 60 Hz | 830 warm white | 2800 lumen |  | 41 W | 0.96 | [5 empty] | https://www.lighting.philips.com/link/910925866273_EU/prd/aa/en
FP-910925866286 | BDP100 LED50/740 II DS PCF GR 62P | 910925866286 | 2018-08-21 00:00:00 |  |  | IP66 ¦ Dust penetration-protected, jet-proof |  |  |  | 4000 K |  |  |  |  | No | [8 empty] | -40 to +35 °C | [8 empty] | - | Yes | Screw connection block 5-pole | No | - | 0.5 % | Yes | Power supply unit regulating | 0.051 m² |  | ENEC mark |  | Steel |  | - |  |  | Aluminum | IP66 ¦ Dust penetration-protected, jet-proof | (0.38, 0.38) SDCM <lt/>5 |  | 220-240 V | 45 A | 0.285 ms | LED50 ¦ LED module 5000 lm | LED | Yes | 75° | +/-7% |  | Not applicable | IK10 ¦ 20 J vandal-resistant |  |  |  | Post-top for diameter 62 mm | 1 unit |  | 10 | Acrylate |  | Distribution symmetrical | Frosted | Polycarbonate | Conical flat | Polycarbonate bowl/cover frosted | 570 mm | 209 mm | [6 empty] | +/-10% | Safety class II | - | 0° |  | Luminaire surge protection level until 6 kV differential mode and 6 kV common mode |  | 3 |  | 5 years |  | ADAM-89286 | https://www.assets.signify.com/is/image/Signify/441df919aab94b5bbb9ca4ad00e79562 | ADAM-bd69d1fd039f49dca075a9ac00b385fe | https://www.assets.signify.com/is/content/PhilipsLighting/fp910925866286-pss-global |  |  | ADAM-123533 | https://www.assets.signify.com/is/image/PhilipsLighting/21e9e2a411874518b116a4ac00761d03 | ADAM-b8eae6bc05ab48bfbd30adab00fa178c | https://www.assets.signify.com/is/content/Signify/9389089d129c4af3920cadab00fa1e50 |  |  |  |  | ADAM-e8fbe393d48444e2902aa98300fe2dc8 | https://www.docs.signify.com/assets/ies/ofmt1_bdp100pcf1xled50740ds.ies | [14 empty] | ADAM-8db2aa9b4e224064b961a98300fe2c72 | https://www.docs.signify.com/assets/emd/ofmt2_bdp100pcf1xled50740ds.ldt | [7 empty] | 93 |  | 2800 lumen | Gray |  | 70 | 4000 K | 34 W | 82 lm/W | 50 to 60 Hz | 740 neutral white | 2800 lumen |  | 34 W | 0.94 | [5 empty] | https://www.lighting.philips.com/link/910925866286_EU/prd/aa/en
FP-910925866287 | BDP100 LED70/740 II DS PCF GR 62P | 910925866287 | 2018-08-21 00:00:00 |  |  | IP66 ¦ Dust penetration-protected, jet-proof |  |  |  | 4000 K |  |  |  |  | No | [8 empty] | -40 to +35 °C | [8 empty] | - | Yes | Screw connection block 5-pole | No | - | 0.5 % | Yes | Power supply unit regulating | 0.051 m² |  | ENEC mark |  | Steel |  | - |  |  | Aluminum | IP66 ¦ Dust penetration-protected, jet-proof | (0.38, 0.38) SDCM <lt/>5 |  | 220-240 V | 45 A | 0.285 ms | LED70 ¦ LED module 7000 lm | LED | Yes | 75° | +/-7% |  | Not applicable | IK10 ¦ 20 J vandal-resistant |  |  |  | Post-top for diameter 62 mm | 1 unit |  | 10 | Acrylate |  | Distribution symmetrical | Frosted | Polycarbonate | Conical flat | Polycarbonate bowl/cover frosted | 570 mm | 209 mm | [6 empty] | +/-10% | Safety class II | - | 0° |  | Luminaire surge protection level until 6 kV differential mode and 6 kV common mode |  | 3 |  | 5 years |  | ADAM-89286 | https://www.assets.signify.com/is/image/Signify/441df919aab94b5bbb9ca4ad00e79562 | ADAM-a76fb250a94c459c860aa9ac00b79dde | https://www.assets.signify.com/is/content/PhilipsLighting/fp910925866287-pss-global |  |  | ADAM-123533 | https://www.assets.signify.com/is/image/PhilipsLighting/21e9e2a411874518b116a4ac00761d03 | ADAM-b8eae6bc05ab48bfbd30adab00fa178c | https://www.assets.signify.com/is/content/Signify/9389089d129c4af3920cadab00fa1e50 |  |  |  |  | ADAM-904011f9a1ac4f5a836ea98300fe4f59 | https://www.docs.signify.com/assets/ies/ofmt1_bdp100pcf1xled70740ds.ies | [14 empty] | ADAM-42a499a6be684b2f8cefa98300fe4c95 | https://www.docs.signify.com/assets/emd/ofmt2_bdp100pcf1xled70740ds.ldt | [7 empty] | 93 |  | 3780 lumen | Gray |  | 70 | 4000 K | 45.5 W | 83 lm/W | 50 to 60 Hz | 740 neutral white | 3780 lumen |  | 45.5 W | 0.96 | [5 empty] | https://www.lighting.philips.com/link/910925866287_EU/prd/aa/en
FP-910925866297 | BDP100 LED70/830 II DS PCF GR 62P | 910925866297 | 2018-08-21 00:00:00 |  |  | IP66 ¦ Dust penetration-protected, jet-proof |  |  |  | 3000 K |  |  |  |  | No | [8 empty] | -40 to +35 °C | [8 empty] | - | Yes | Screw connection block 5-pole | No | - | 0.5 % | Yes | Power supply unit regulating | 0.051 m² |  | ENEC mark |  | Steel |  | - |  |  | Aluminum | IP66 ¦ Dust penetration-protected, jet-proof | (0.43, 0.40) SDCM <lt/>5 |  | 220-240 V | 45 A | 0.285 ms | LED70 ¦ LED module 7000 lm | LED | Yes | 75° | +/-7% |  | Not applicable | IK10 ¦ 20 J vandal-resistant |  |  |  | Post-top for diameter 62 mm | 1 unit |  | 10 | Acrylate |  | Distribution symmetrical | Frosted | Polycarbonate | Conical flat | Polycarbonate bowl/cover frosted | 570 mm | 209 mm | [6 empty] | +/-10% | Safety class II | - | 0° |  | Luminaire surge protection level until 6 kV differential mode and 6 kV common mode |  | 3 |  | 5 years |  | ADAM-89286 | https://www.assets.signify.com/is/image/Signify/441df919aab94b5bbb9ca4ad00e79562 | ADAM-f088b6cc34f54b90a0d4a9ac00b283f0 | https://www.assets.signify.com/is/content/PhilipsLighting/fp910925866297-pss-global |  |  | ADAM-123533 | https://www.assets.signify.com/is/image/PhilipsLighting/21e9e2a411874518b116a4ac00761d03 | ADAM-b8eae6bc05ab48bfbd30adab00fa178c | https://www.assets.signify.com/is/content/Signify/9389089d129c4af3920cadab00fa1e50 |  |  |  |  | ADAM-dd3c0a631c78489eb56ca98300ff3143 | https://www.docs.signify.com/assets/ies/ofmt1_bdp100pcf1xled70830ds.ies | [14 empty] | ADAM-7d58eea1c5384e19a7dca98300ff3031 | https://www.docs.signify.com/assets/emd/ofmt2_bdp100pcf1xled70830ds.ldt | [7 empty] | 92 |  | 3780 lumen | Gray |  | 80 | 3000 K | 56 W | 68 lm/W | 50 to 60 Hz | 830 warm white | 3780 lumen |  | 56 W | 0.97 | [5 empty] | https://www.lighting.philips.com/link/910925866297_EU/prd/aa/en
FP-910925866298 | BDP100 LED20/830 DS PCF GR 62P | 910925866298 | 2018-08-21 00:00:00 |  |  | IP66 ¦ Dust penetration-protected, jet-proof |  |  |  | 3000 K |  |  |  |  | No | [8 empty] | -40 to +35 °C | [8 empty] | - | Yes | Screw connection block 5-pole | No | - | 0.5 % | Yes | Power supply unit regulating | 0.051 m² |  | ENEC mark |  | Steel |  | - |  |  | Aluminum | IP66 ¦ Dust penetration-protected, jet-proof | (0.43, 0.40) SDCM <lt/>5 |  | 220-240 V | 22 A | 0.29 ms | LED20 ¦ LED Module 2000 lm | LED | Yes | 75° | +/-7% |  | Not applicable | IK10 ¦ 20 J vandal-resistant |  |  |  | Post-top for diameter 62 mm | 1 unit |  | 20 | Acrylate |  | Distribution symmetrical | Frosted | Polycarbonate | Conical flat | Polycarbonate bowl/cover frosted | 570 mm | 209 mm | [6 empty] | +/-10% | Safety class I | - | 0° |  | Luminaire surge protection level until 6 kV differential mode and 6 kV common mode |  | 3 |  | 5 years |  | ADAM-89286 | https://www.assets.signify.com/is/image/Signify/441df919aab94b5bbb9ca4ad00e79562 | ADAM-87e6c22ae55240b48014a9ac00b0e62a | https://www.assets.signify.com/is/content/PhilipsLighting/fp910925866298-pss-global |  |  | ADAM-123533 | https://www.assets.signify.com/is/image/PhilipsLighting/21e9e2a411874518b116a4ac00761d03 | ADAM-b8eae6bc05ab48bfbd30adab00fa178c | https://www.assets.signify.com/is/content/Signify/9389089d129c4af3920cadab00fa1e50 |  |  |  |  | ADAM-e25e6b7b7de94a3087f0a98300fecfea | https://www.docs.signify.com/assets/ies/ofmt1_bdp100pcf1xled20830ds.ies | [14 empty] | ADAM-d5253f07602f47a59d92a98300feceba | https://www.docs.signify.com/assets/emd/ofmt2_bdp100pcf1xled20830ds.ldt | [7 empty] | 98 |  | 1160 lumen | Gray |  | 80 | 3000 K | 15.8 W | 73 lm/W | 50 to 60 Hz | 830 warm white | 1160 lumen |  | 15.8 W | 0.94 | [5 empty] | https://www.lighting.philips.com/link/910925866298_EU/prd/aa/en
FP-910925866299 | BDP100 LED30/830 DS PCF GR 62P | 910925866299 | 2018-08-21 00:00:00 |  |  | IP66 ¦ Dust penetration-protected, jet-proof |  |  |  | 3000 K |  |  |  |  | No | [8 empty] | -40 to +35 °C | [8 empty] | - | Yes | Screw connection block 5-pole | No | - | 0.5 % | Yes | Power supply unit regulating | 0.051 m² |  | ENEC mark |  | Steel |  | - |  |  | Aluminum | IP66 ¦ Dust penetration-protected, jet-proof | (0.43, 0.40) SDCM <lt/>5 |  | 220-240 V | 22 A | 0.29 ms | LED30 ¦ LED module 3000 lm | LED | Yes | 75° | +/-7% |  | Not applicable | IK10 ¦ 20 J vandal-resistant |  |  |  | Post-top for diameter 62 mm | 1 unit |  | 20 | Acrylate |  | Distribution symmetrical | Frosted | Polycarbonate | Conical flat | Polycarbonate bowl/cover frosted | 570 mm | 209 mm | [6 empty] | +/-10% | Safety class I | - | 0° |  | Luminaire surge protection level until 6 kV differential mode and 6 kV common mode |  | 3 |  | 5 years |  | ADAM-89286 | https://www.assets.signify.com/is/image/Signify/441df919aab94b5bbb9ca4ad00e79562 | ADAM-68218a301e314312a1ffa9ac00bdb935 | https://www.assets.signify.com/is/content/PhilipsLighting/fp910925866299-pss-global |  |  | ADAM-123533 | https://www.assets.signify.com/is/image/PhilipsLighting/21e9e2a411874518b116a4ac00761d03 | ADAM-b8eae6bc05ab48bfbd30adab00fa178c | https://www.assets.signify.com/is/content/Signify/9389089d129c4af3920cadab00fa1e50 |  |  |  |  | ADAM-b076b98420724dcb8b7aa98300feead6 | https://www.docs.signify.com/assets/ies/ofmt1_bdp100pcf1xled30830ds.ies | [14 empty] | ADAM-bfa02ae4e1cf46bfbf96a98300fee92b | https://www.docs.signify.com/assets/emd/ofmt2_bdp100pcf1xled30830ds.ldt | [7 empty] | 96 |  | 1710 lumen | Gray |  | 80 | 3000 K | 23.5 W | 73 lm/W | 50 to 60 Hz | 830 warm white | 1710 lumen |  | 23.5 W | 0.97 | [5 empty] | https://www.lighting.philips.com/link/910925866299_EU/prd/aa/en
FP-910925866301 | BDP100 LED40/830 DS PCF GR 62P | 910925866301 | 2018-08-21 00:00:00 |  |  | IP66 ¦ Dust penetration-protected, jet-proof |  |  |  | 3000 K |  |  |  |  | No | [8 empty] | -40 to +35 °C | [8 empty] | - | Yes | Screw connection block 5-pole | No | - | 0.5 % | Yes | Power supply unit regulating | 0.051 m² |  | ENEC mark |  | Steel |  | - |  |  | Aluminum | IP66 ¦ Dust penetration-protected, jet-proof | (0.43, 0.40) SDCM <lt/>5 |  | 220-240 V | 45 A | 0.285 ms | LED40 ¦ LED module 4000 lm | LED | Yes | 75° | +/-7% |  | Not applicable | IK10 ¦ 20 J vandal-resistant |  |  |  | Post-top for diameter 62 mm | 1 unit |  | 10 | Acrylate |  | Distribution symmetrical | Frosted | Polycarbonate | Conical flat | Polycarbonate bowl/cover frosted | 570 mm | 209 mm | [6 empty] | +/-10% | Safety class I | - | 0° |  | Luminaire surge protection level until 6 kV differential mode and 6 kV common mode |  | 3 |  | 5 years |  | ADAM-89286 | https://www.assets.signify.com/is/image/Signify/441df919aab94b5bbb9ca4ad00e79562 | ADAM-5e19ea3487c64d31b221a9ac00c1f804 | https://www.assets.signify.com/is/content/PhilipsLighting/fp910925866301-pss-global |  |  | ADAM-123533 | https://www.assets.signify.com/is/image/PhilipsLighting/21e9e2a411874518b116a4ac00761d03 | ADAM-b8eae6bc05ab48bfbd30adab00fa178c | https://www.assets.signify.com/is/content/Signify/9389089d129c4af3920cadab00fa1e50 |  |  |  |  | ADAM-1cbcfa25684b40608da8a98300ff06fd | https://www.docs.signify.com/assets/ies/ofmt1_bdp100pcf1xled40830ds.ies | [14 empty] | ADAM-b8e3f98d9df5498cbc22a98300ff0541 | https://www.docs.signify.com/assets/emd/ofmt2_bdp100pcf1xled40830ds.ldt | [7 empty] | 92 |  | 2280 lumen | Gray |  | 80 | 3000 K | 32.5 W | 70 lm/W | 50 to 60 Hz | 830 warm white | 2280 lumen |  | 32.5 W | 0.94 | [5 empty] | https://www.lighting.philips.com/link/910925866301_EU/prd/aa/en
FP-910925867495 | LL212X 53S/840 1x PSU WB 5x1.5 HE | 910925867495 | 2020-04-01 00:00:00 |  |  | IP20 ¦ Finger-protected |  |  |  | 4000 K |  |  |  |  | No | [8 empty] | -20 to +35 °C |  | - W | 120 degree(s) | [5 empty] | - | Yes | Connection unit 5-pole | No | - |  | Yes | Power supply unit (On/Off) |  |  | ENEC plus mark |  | Steel |  | - |  | Temperature 850 °C, duration 30 s | Steel | IP20 ¦ Finger-protected | (0.38, 0.38) SDCM <lt/>3 | - W | 220 to 240 V | 14 A | 0.250 ms |  |  | No | 84° x 84° | +/-10% |  | Not applicable | IK02 ¦ 0.2 J standard |  |  |  |  | 1 unit |  | 33 | Polycarbonate | Wide beam |  | Frosted | Polycarbonate |  |  |  | 50 mm | 1130 mm | 80 mm |  |  |  |  | +/-10% | Safety class I | - |  | Yes |  | 22 |  |  | 5 years |  | ADAM-61295a9ae941411dbad8abe600c22fe9 | https://www.assets.signify.com/is/image/PhilipsLighting/9ced69e1cfb146668e2eabe600c2338b | ADAM-4ff82f78f34844f083c1ac2f012b8f71 | https://www.assets.signify.com/is/content/PhilipsLighting/fp910925867495-pss-global |  |  | ADAM-b9a480d089314f15ba9fabe500c7e37e | https://www.assets.signify.com/is/image/PhilipsLighting/b5e583e9cf9a45fc89c3abe500c7e37c | ADAM-00518ede785d400291a9af7100b8e047 | https://www.assets.signify.com/is/content/Signify/1812983c55a940a9bcaaaf7100b8e045 |  |  |  |  | ADAM-73ee548e17144c788071ac0d00ae9d69 | https://www.docs.signify.com/assets/ies/ofmt1_ll212xpsuhe1xled53s840wb.ies | [14 empty] | ADAM-e5f1c76851fa427e9a00ac0d00ae97bc | https://www.docs.signify.com/assets/emd/ofmt2_ll212xpsuhe1xled53s840wb.ldt | ADAM-c6e40b4ba4914752963cac63008d9a24 | https://www.assets.signify.com/is/content/Signify/d6f924bcdf534e6eacd9ac63008d9a21 | ADAM-7906f3f4d6dc4cc5947bb019007852fd | https://www.assets.signify.com/is/content/Signify/df7d67f8ad3b46cd9ec1b01900786029 |  |  | L85 | L75 |  | 5300 lumen | White RAL9016 |  | <gt/>80 | 4000 K | 33 W | 161 lm/W | 50 to 60 Hz | 840 neutral white | 5300 lumen |  | 33 W | 0.95 | [5 empty] | https://www.lighting.philips.com/link/910925867495_EU/prd/aa/en
FP-910925867498 | LL217X 80S/840 1x PSD BV WB | 910925867498 | 2020-04-01 00:00:00 |  |  | IP20 ¦ Finger-protected |  |  |  | 4000 K |  |  |  |  | Yes | [8 empty] | -20 to +35 °C |  | - W | 120 degree(s) | [5 empty] | - | Yes | Push-in connector 5-pole | No | DALI |  | Yes | Power supply unit with DALI interface |  |  | ENEC plus mark |  | Steel |  | - |  | Temperature 850 °C, duration 30 s | Steel | IP20 ¦ Finger-protected | (0.38, 0.38) SDCM <lt/>3 | - W | 220 to 240 V | 25.1 A | 0.214 ms |  |  | No | 84° x 84° | +/-10% |  | 1% | IK02 ¦ 0.2 J standard |  |  |  |  | 1 unit |  | 21 | Polycarbonate | Wide beam |  | Frosted | Polycarbonate |  |  |  | 50 mm | 1700 mm | 80 mm |  |  |  |  | +/-10% | Safety class I | - |  | Yes (relates to presence/ movement detection and daylight harvesting) |  | 22 |  |  | 5 years |  | ADAM-c05909a17712480aad50abf200c78a20 | https://www.assets.signify.com/is/image/Signify/75295f4472f6475db7b4abf200c78a1f | ADAM-4c3f67fa0b724ba086c1ac2f00cccc0d | https://www.assets.signify.com/is/content/PhilipsLighting/fp910925867498-pss-global |  |  | ADAM-eb8950c5ecbb459aa6c3abe500c97615 | https://www.assets.signify.com/is/image/PhilipsLighting/78e1b0b7ed444fb5bc3dabe500c97613 | ADAM-4fbce48830c7412ca563af5100cf8a53 | https://www.assets.signify.com/is/content/Signify/76f3e9f569bd4eddb2e9af5100cf8f6d |  |  |  |  | ADAM-cab5bd9dc9d344e0aacfac0d00aee6d0 | https://www.docs.signify.com/assets/ies/ofmt1_ll217xpsd1xled80s840wb.ies | [14 empty] | ADAM-cbd794257ff340449cceac0d00aee525 | https://www.docs.signify.com/assets/emd/ofmt2_ll217xpsd1xled80s840wb.ldt | ADAM-c6e40b4ba4914752963cac63008d9a24 | https://www.assets.signify.com/is/content/Signify/d6f924bcdf534e6eacd9ac63008d9a21 | ADAM-7906f3f4d6dc4cc5947bb019007852fd | https://www.assets.signify.com/is/content/Signify/df7d67f8ad3b46cd9ec1b01900786029 |  |  | L85 | L75 |  | 8000 lumen | White RAL9016 |  | <gt/>80 | 4000 K | 50 W | 160 lm/W | 50 to 60 Hz | 840 neutral white | 8000 lumen |  | 50 W | 0.95 | [5 empty] | https://www.lighting.philips.com/link/910925867498_EU/prd/aa/en
FP-910925867506 | LL217X 120S/840 1x PSU WB 5x2.5 HE | 910925867506 | 2020-04-01 00:00:00 |  |  | IP20 ¦ Finger-protected |  |  |  | 4000 K |  |  |  |  | No | [8 empty] | -20 to +35 °C |  | - W | 120 degree(s) | [5 empty] | - | Yes | Connection unit 5-pole | No | - |  | Yes | Power supply unit (On/Off) |  |  | ENEC plus mark |  | Steel |  | - |  | Temperature 850 °C, duration 30 s | Steel | IP20 ¦ Finger-protected | (0.38, 0.38) SDCM <lt/>3 | - W | 220 to 240 V | 22.5 A | 0.030 ms |  |  | No | 84° x 84° | +/-10% |  | Not applicable | IK02 ¦ 0.2 J standard |  |  |  |  | 1 unit |  | 23 | Polycarbonate | Wide beam |  | Frosted | Polycarbonate |  |  |  | 50 mm | 1700 mm | 80 mm |  |  |  |  | +/-10% | Safety class I | - |  | Yes |  | 22 |  |  | 5 years |  | ADAM-76022e2a65264defb8eeabe600c234e5 | https://www.assets.signify.com/is/image/PhilipsLighting/ea55350351764ca988faabe600c2380b | ADAM-29d165a54ffb4ea2af37ac2f00c96360 | https://www.assets.signify.com/is/content/PhilipsLighting/fp910925867506-pss-global |  |  | ADAM-eb8950c5ecbb459aa6c3abe500c97615 | https://www.assets.signify.com/is/image/PhilipsLighting/78e1b0b7ed444fb5bc3dabe500c97613 | ADAM-00518ede785d400291a9af7100b8e047 | https://www.assets.signify.com/is/content/Signify/1812983c55a940a9bcaaaf7100b8e045 |  |  |  |  | ADAM-b3985d8d119e4624bb8dac0d00aeb69b | https://www.docs.signify.com/assets/ies/ofmt1_ll217xpsuhe1xled120s840wb.ies | [14 empty] | ADAM-74f209bbc047429782acac0d00aeb310 | https://www.docs.signify.com/assets/emd/ofmt2_ll217xpsuhe1xled120s840wb.ldt | ADAM-c6e40b4ba4914752963cac63008d9a24 | https://www.assets.signify.com/is/content/Signify/d6f924bcdf534e6eacd9ac63008d9a21 | ADAM-7906f3f4d6dc4cc5947bb019007852fd | https://www.assets.signify.com/is/content/Signify/df7d67f8ad3b46cd9ec1b01900786029 |  |  | L85 | L70 |  | 12000 lumen | White RAL9016 |  | <gt/>80 | 4000 K | 80 W | 150 lm/W | 50 to 60 Hz | 840 neutral white | 12000 lumen |  | 80 W | 0.95 | [5 empty] | https://www.lighting.philips.com/link/910925867506_EU/prd/aa/en
FP-910925867515 | LL212X 53S/840 1x PSD WB 7x1.5 | 910925867515 | 2020-04-01 00:00:00 |  |  | IP20 ¦ Finger-protected |  |  |  | 4000 K |  |  |  |  | Yes | [8 empty] | -20 to +35 °C |  | - W | 120 degree(s) | [5 empty] | - | Yes | Connection unit 7-pole | No | DALI |  | Yes | Power supply unit with DALI interface |  |  | ENEC plus mark |  | Steel |  | - |  | Temperature 850 °C, duration 30 s | Steel | IP20 ¦ Finger-protected | (0.38, 0.38) SDCM <lt/>3 | - W | 220 to 240 V | 25.1 A | 0.214 ms |  |  | No | 84° x 84° | +/-10% |  | 1% | IK02 ¦ 0.2 J standard |  |  |  |  | 1 unit |  | 21 | Polycarbonate | Wide beam |  | Frosted | Polycarbonate |  |  |  | 50 mm | 1130 mm | 80 mm |  |  |  |  | +/-10% | Safety class I | - |  | Yes (relates to presence/ movement detection and daylight harvesting) |  | 22 |  |  | 5 years |  | ADAM-61295a9ae941411dbad8abe600c22fe9 | https://www.assets.signify.com/is/image/PhilipsLighting/9ced69e1cfb146668e2eabe600c2338b | ADAM-c82ba08b615e4c6c87b6ac2f00d231f9 | https://www.assets.signify.com/is/content/PhilipsLighting/fp910925867515-pss-global |  |  | ADAM-b9a480d089314f15ba9fabe500c7e37e | https://www.assets.signify.com/is/image/PhilipsLighting/b5e583e9cf9a45fc89c3abe500c7e37c | ADAM-00518ede785d400291a9af7100b8e047 | https://www.assets.signify.com/is/content/Signify/1812983c55a940a9bcaaaf7100b8e045 |  |  |  |  | ADAM-c3c59689d0934cd398f4ac0d00ad6bf7 | https://www.docs.signify.com/assets/ies/ofmt1_ll212xpsd1xled53s840wb.ies | [14 empty] | ADAM-ec3f2d6f25e64dbaa416ac0d00ad678f | https://www.docs.signify.com/assets/emd/ofmt2_ll212xpsd1xled53s840wb.ldt | ADAM-c6e40b4ba4914752963cac63008d9a24 | https://www.assets.signify.com/is/content/Signify/d6f924bcdf534e6eacd9ac63008d9a21 | ADAM-7906f3f4d6dc4cc5947bb019007852fd | https://www.assets.signify.com/is/content/Signify/df7d67f8ad3b46cd9ec1b01900786029 |  |  | L85 | L75 |  | 5300 lumen | White RAL9016 |  | <gt/>80 | 4000 K | 34 W | 156 lm/W | 50 to 60 Hz | 840 neutral white | 5300 lumen |  | 34 W | 0.95 | [5 empty] | https://www.lighting.philips.com/link/910925867515_EU/prd/aa/en
FP-910925867522 | LL212X 53S/840 1x PSD WB 7x1.5 HE | 910925867522 | 2020-04-03 00:00:00 |  |  | IP20 ¦ Finger-protected |  |  |  | 4000 K |  |  |  |  | Yes | [8 empty] | -20 to +35 °C |  | - W | 120 degree(s) | [5 empty] | - | Yes | Connection unit 7-pole | No | DALI |  | Yes | Power supply unit with DALI interface |  |  | ENEC plus mark |  | Steel |  | - |  | Temperature 850 °C, duration 30 s | Steel | IP20 ¦ Finger-protected | (0.38, 0.38) SDCM <lt/>3 | - W | 220 to 240 V | 25.1 A | 0.214 ms |  |  | No | 84° x 84° | +/-10% |  | 1% | IK02 ¦ 0.2 J standard |  |  |  |  | 1 unit |  | 21 | Polycarbonate | Wide beam |  | Frosted | Polycarbonate |  |  |  | 50 mm | 1130 mm | 80 mm |  |  |  |  | +/-10% | Safety class I | - |  | Yes (relates to presence/ movement detection and daylight harvesting) |  | 22 |  |  | 5 years |  | ADAM-61295a9ae941411dbad8abe600c22fe9 | https://www.assets.signify.com/is/image/PhilipsLighting/9ced69e1cfb146668e2eabe600c2338b | ADAM-af207c259d79413b8709ac2f00d58516 | https://www.assets.signify.com/is/content/PhilipsLighting/fp910925867522-pss-global |  |  | ADAM-b9a480d089314f15ba9fabe500c7e37e | https://www.assets.signify.com/is/image/PhilipsLighting/b5e583e9cf9a45fc89c3abe500c7e37c | ADAM-00518ede785d400291a9af7100b8e047 | https://www.assets.signify.com/is/content/Signify/1812983c55a940a9bcaaaf7100b8e045 |  |  |  |  | ADAM-89c1f9460d0e4ca2a294ac0d00ad86f9 | https://www.docs.signify.com/assets/ies/ofmt1_ll212xpsdhe1xled53s840wb.ies | [14 empty] | ADAM-d34da35fb42c43e5a0c5ac0d00ad828b | https://www.docs.signify.com/assets/emd/ofmt2_ll212xpsdhe1xled53s840wb.ldt | ADAM-c6e40b4ba4914752963cac63008d9a24 | https://www.assets.signify.com/is/content/Signify/d6f924bcdf534e6eacd9ac63008d9a21 | ADAM-7906f3f4d6dc4cc5947bb019007852fd | https://www.assets.signify.com/is/content/Signify/df7d67f8ad3b46cd9ec1b01900786029 |  |  | L85 | L75 |  | 5300 lumen | White RAL9016 |  | <gt/>80 | 4000 K | 33 W | 161 lm/W | 50 to 60 Hz | 840 neutral white | 5300 lumen |  | 33 W | 0.95 | [5 empty] | https://www.lighting.philips.com/link/910925867522_EU/prd/aa/en
FP-910925867523 | LL212X 53S/840 1x PSD WB 7x2.5 HE | 910925867523 | 2020-04-03 00:00:00 |  |  | IP20 ¦ Finger-protected |  |  |  | 4000 K |  |  |  |  | Yes | [8 empty] | -20 to +35 °C |  | - W | 120 degree(s) | [5 empty] | - | Yes | Connection unit 7-pole | No | DALI |  | Yes | Power supply unit with DALI interface |  |  | ENEC plus mark |  | Steel |  | - |  | Temperature 850 °C, duration 30 s | Steel | IP20 ¦ Finger-protected | (0.38, 0.38) SDCM <lt/>3 | - W | 220 to 240 V | 25.1 A | 0.214 ms |  |  | No | 84° x 84° | +/-10% |  | 1% | IK02 ¦ 0.2 J standard |  |  |  |  | 1 unit |  | 21 | Polycarbonate | Wide beam |  | Frosted | Polycarbonate |  |  |  | 50 mm | 1130 mm | 80 mm |  |  |  |  | +/-10% | Safety class I | - |  | Yes (relates to presence/ movement detection and daylight harvesting) |  | 22 |  |  | 5 years |  | ADAM-61295a9ae941411dbad8abe600c22fe9 | https://www.assets.signify.com/is/image/PhilipsLighting/9ced69e1cfb146668e2eabe600c2338b | ADAM-096ea31034eb4c53ac54ac2f00dd3c67 | https://www.assets.signify.com/is/content/PhilipsLighting/fp910925867523-pss-global |  |  | ADAM-b9a480d089314f15ba9fabe500c7e37e | https://www.assets.signify.com/is/image/PhilipsLighting/b5e583e9cf9a45fc89c3abe500c7e37c | ADAM-00518ede785d400291a9af7100b8e047 | https://www.assets.signify.com/is/content/Signify/1812983c55a940a9bcaaaf7100b8e045 |  |  |  |  | ADAM-89c1f9460d0e4ca2a294ac0d00ad86f9 | https://www.docs.signify.com/assets/ies/ofmt1_ll212xpsdhe1xled53s840wb.ies | [14 empty] | ADAM-d34da35fb42c43e5a0c5ac0d00ad828b | https://www.docs.signify.com/assets/emd/ofmt2_ll212xpsdhe1xled53s840wb.ldt | ADAM-c6e40b4ba4914752963cac63008d9a24 | https://www.assets.signify.com/is/content/Signify/d6f924bcdf534e6eacd9ac63008d9a21 | ADAM-7906f3f4d6dc4cc5947bb019007852fd | https://www.assets.signify.com/is/content/Signify/df7d67f8ad3b46cd9ec1b01900786029 |  |  | L85 | L75 |  | 5300 lumen | White RAL9016 |  | <gt/>80 | 4000 K | 33 W | 161 lm/W | 50 to 60 Hz | 840 neutral white | 5300 lumen |  | 33 W | 0.95 | [5 empty] | https://www.lighting.philips.com/link/910925867523_EU/prd/aa/en
FP-910925867524 | LL212X 53S/840 1x PSU WB 5x2.5 HE | 910925867524 | 2020-04-03 00:00:00 |  |  | IP20 ¦ Finger-protected |  |  |  | 4000 K |  |  |  |  | No | [8 empty] | -20 to +35 °C |  | - W | 120 degree(s) | [5 empty] | - | Yes | Connection unit 5-pole | No | - |  | Yes | Power supply unit (On/Off) |  |  | ENEC plus mark |  | Steel |  | - |  | Temperature 850 °C, duration 30 s | Steel | IP20 ¦ Finger-protected | (0.38, 0.38) SDCM <lt/>3 | - W | 220 to 240 V | 14 A | 0.250 ms |  |  | No | 84° x 84° | +/-10% |  | Not applicable | IK02 ¦ 0.2 J standard |  |  |  |  | 1 unit |  | 33 | Polycarbonate | Wide beam |  | Frosted | Polycarbonate |  |  |  | 50 mm | 1130 mm | 80 mm |  |  |  |  | +/-10% | Safety class I | - |  | Yes |  | 22 |  |  | 5 years |  | ADAM-61295a9ae941411dbad8abe600c22fe9 | https://www.assets.signify.com/is/image/PhilipsLighting/9ced69e1cfb146668e2eabe600c2338b | ADAM-d65828c3b5724750af3cac2f0108dc43 | https://www.assets.signify.com/is/content/PhilipsLighting/fp910925867524-pss-global |  |  | ADAM-b9a480d089314f15ba9fabe500c7e37e | https://www.assets.signify.com/is/image/PhilipsLighting/b5e583e9cf9a45fc89c3abe500c7e37c | ADAM-00518ede785d400291a9af7100b8e047 | https://www.assets.signify.com/is/content/Signify/1812983c55a940a9bcaaaf7100b8e045 |  |  |  |  | ADAM-73ee548e17144c788071ac0d00ae9d69 | https://www.docs.signify.com/assets/ies/ofmt1_ll212xpsuhe1xled53s840wb.ies | [14 empty] | ADAM-e5f1c76851fa427e9a00ac0d00ae97bc | https://www.docs.signify.com/assets/emd/ofmt2_ll212xpsuhe1xled53s840wb.ldt | ADAM-c6e40b4ba4914752963cac63008d9a24 | https://www.assets.signify.com/is/content/Signify/d6f924bcdf534e6eacd9ac63008d9a21 | ADAM-7906f3f4d6dc4cc5947bb019007852fd | https://www.assets.signify.com/is/content/Signify/df7d67f8ad3b46cd9ec1b01900786029 |  |  | L85 | L75 |  | 5300 lumen | White RAL9016 |  | <gt/>80 | 4000 K | 33 W | 161 lm/W | 50 to 60 Hz | 840 neutral white | 5300 lumen |  | 33 W | 0.95 | [5 empty] | https://www.lighting.philips.com/link/910925867524_EU/prd/aa/en
FP-910925867525 | LL217X 120S/840 1x PSU BV WB HE | 910925867525 | 2020-04-03 00:00:00 |  |  | IP20 ¦ Finger-protected |  |  |  | 4000 K |  |  |  |  | No | [8 empty] | -20 to +35 °C |  | - W | 120 degree(s) | [5 empty] | - | Yes | Push-in connector 3-pole | No | - |  | Yes | Power supply unit (On/Off) |  |  | ENEC plus mark |  | Steel |  | - |  | Temperature 850 °C, duration 30 s | Steel | IP20 ¦ Finger-protected | (0.38, 0.38) SDCM <lt/>3 | - W | 220 to 240 V | 22.5 A | 0.030 ms | 120S ¦ LED module, system flux 12000 lm |  | No | 84° x 84° | +/-10% |  | Not applicable | IK02 ¦ 0.2 J standard |  |  |  |  | 1 unit |  | 23 | Polycarbonate | Wide beam |  | Frosted | Polycarbonate |  |  |  | 50 mm | 1700 mm | 80 mm |  |  |  |  | +/-10% | Safety class I | - |  | Yes |  | 22 |  |  | 5 years |  | ADAM-c05909a17712480aad50abf200c78a20 | https://www.assets.signify.com/is/image/Signify/75295f4472f6475db7b4abf200c78a1f | ADAM-a29b4cc8cd67480ea4fdac2f00e3451d | https://www.assets.signify.com/is/content/PhilipsLighting/fp910925867525-pss-global |  |  | ADAM-eb8950c5ecbb459aa6c3abe500c97615 | https://www.assets.signify.com/is/image/PhilipsLighting/78e1b0b7ed444fb5bc3dabe500c97613 | ADAM-4fbce48830c7412ca563af5100cf8a53 | https://www.assets.signify.com/is/content/Signify/76f3e9f569bd4eddb2e9af5100cf8f6d |  |  |  |  | ADAM-b3985d8d119e4624bb8dac0d00aeb69b | https://www.docs.signify.com/assets/ies/ofmt1_ll217xpsuhe1xled120s840wb.ies | [14 empty] | ADAM-74f209bbc047429782acac0d00aeb310 | https://www.docs.signify.com/assets/emd/ofmt2_ll217xpsuhe1xled120s840wb.ldt | ADAM-c6e40b4ba4914752963cac63008d9a24 | https://www.assets.signify.com/is/content/Signify/d6f924bcdf534e6eacd9ac63008d9a21 | ADAM-7906f3f4d6dc4cc5947bb019007852fd | https://www.assets.signify.com/is/content/Signify/df7d67f8ad3b46cd9ec1b01900786029 |  |  | L85 | L70 |  | 12000 lumen | White RAL9016 |  | <gt/>80 | 4000 K | 80 W | 150 lm/W | 50 to 60 Hz | 840 neutral white | 12000 lumen |  | 80 W | 0.95 | [5 empty] | https://www.lighting.philips.com/link/910925867525_EU/prd/aa/en
FP-910925867526 | LL217X 120S/840 1x PSD WB 7x1.5 HE | 910925867526 | 2020-04-21 00:00:00 |  |  | IP20 ¦ Finger-protected |  |  |  | 4000 K |  |  |  |  | Yes | [8 empty] | -20 to +35 °C |  | - W | 120 degree(s) | [5 empty] | - | Yes | Connection unit 7-pole | No | DALI |  | Yes | Power supply unit with DALI interface |  |  | ENEC plus mark |  | Steel |  | - |  | Temperature 850 °C, duration 30 s | Steel | IP20 ¦ Finger-protected | (0.38, 0.38) SDCM <lt/>3 | - W | 220 to 240 V | 10 A | 0.036 ms | 120S ¦ LED module, system flux 12000 lm |  | No | 84° x 84° | +/-10% |  | 1% | IK02 ¦ 0.2 J standard |  |  |  |  | 1 unit |  | 18 | Polycarbonate | Wide beam |  | Frosted | Polycarbonate |  |  |  | 50 mm | 1700 mm | 80 mm |  |  |  |  | +/-10% | Safety class I | - |  | Yes (relates to presence/ movement detection and daylight harvesting) |  | 22 |  |  | 5 years |  | ADAM-76022e2a65264defb8eeabe600c234e5 | https://www.assets.signify.com/is/image/PhilipsLighting/ea55350351764ca988faabe600c2380b | ADAM-da767cff6d37415cb6edac2f0128c974 | https://www.assets.signify.com/is/content/PhilipsLighting/fp910925867526-pss-global |  |  | ADAM-eb8950c5ecbb459aa6c3abe500c97615 | https://www.assets.signify.com/is/image/PhilipsLighting/78e1b0b7ed444fb5bc3dabe500c97613 | ADAM-00518ede785d400291a9af7100b8e047 | https://www.assets.signify.com/is/content/Signify/1812983c55a940a9bcaaaf7100b8e045 |  |  |  |  | ADAM-065af0971c8e445da001ac0d00adaca6 | https://www.docs.signify.com/assets/ies/ofmt1_ll217xpsdhe1xled120s840wb.ies | [14 empty] | ADAM-5ba30bb216be4eaf8021ac0d00ada7f9 | https://www.docs.signify.com/assets/emd/ofmt2_ll217xpsdhe1xled120s840wb.ldt | ADAM-c6e40b4ba4914752963cac63008d9a24 | https://www.assets.signify.com/is/content/Signify/d6f924bcdf534e6eacd9ac63008d9a21 | ADAM-7906f3f4d6dc4cc5947bb019007852fd | https://www.assets.signify.com/is/content/Signify/df7d67f8ad3b46cd9ec1b01900786029 |  |  | L85 | L70 |  | 12000 lumen | White RAL9016 |  | <gt/>80 | 4000 K | 79 W | 152 lm/W | 50 to 60 Hz | 840 neutral white | 12000 lumen |  | 79 W | 0.95 | [5 empty] | https://www.lighting.philips.com/link/910925867526_EU/prd/aa/en
FP-910925867527 | LL217X 120S/840 1x PSD WB 7x2.5 HE | 910925867527 | 2020-04-21 00:00:00 |  |  | IP20 ¦ Finger-protected |  |  |  | 4000 K |  |  |  |  | Yes | [8 empty] | -20 to +35 °C |  | - W | 120 degree(s) | [5 empty] | - | Yes | Connection unit 7-pole | No | DALI |  | Yes | Power supply unit with DALI interface |  |  | ENEC plus mark |  | Steel |  | - |  | Temperature 850 °C, duration 30 s | Steel | IP20 ¦ Finger-protected | (0.38, 0.38) SDCM <lt/>3 | - W | 220 to 240 V | 10 A | 0.036 ms | 120S ¦ LED module, system flux 12000 lm |  | No | 84° x 84° | +/-10% |  | 1% | IK02 ¦ 0.2 J standard |  |  |  |  | 1 unit |  | 18 | Polycarbonate | Wide beam |  | Frosted | Polycarbonate |  |  |  | 50 mm | 1700 mm | 80 mm |  |  |  |  | +/-10% | Safety class I | - |  | Yes (relates to presence/ movement detection and daylight harvesting) |  | 22 |  |  | 5 years |  | ADAM-76022e2a65264defb8eeabe600c234e5 | https://www.assets.signify.com/is/image/PhilipsLighting/ea55350351764ca988faabe600c2380b | ADAM-ebafd7029f11486f8f46ac2f00e477f5 | https://www.assets.signify.com/is/content/PhilipsLighting/fp910925867527-pss-global |  |  | ADAM-eb8950c5ecbb459aa6c3abe500c97615 | https://www.assets.signify.com/is/image/PhilipsLighting/78e1b0b7ed444fb5bc3dabe500c97613 | ADAM-00518ede785d400291a9af7100b8e047 | https://www.assets.signify.com/is/content/Signify/1812983c55a940a9bcaaaf7100b8e045 |  |  |  |  | ADAM-065af0971c8e445da001ac0d00adaca6 | https://www.docs.signify.com/assets/ies/ofmt1_ll217xpsdhe1xled120s840wb.ies | [14 empty] | ADAM-5ba30bb216be4eaf8021ac0d00ada7f9 | https://www.docs.signify.com/assets/emd/ofmt2_ll217xpsdhe1xled120s840wb.ldt | ADAM-c6e40b4ba4914752963cac63008d9a24 | https://www.assets.signify.com/is/content/Signify/d6f924bcdf534e6eacd9ac63008d9a21 | ADAM-7906f3f4d6dc4cc5947bb019007852fd | https://www.assets.signify.com/is/content/Signify/df7d67f8ad3b46cd9ec1b01900786029 |  |  | L85 | L70 |  | 12000 lumen | White RAL9016 |  | <gt/>80 | 4000 K | 79 W | 152 lm/W | 50 to 60 Hz | 840 neutral white | 12000 lumen |  | 79 W | 0.95 | [5 empty] | https://www.lighting.philips.com/link/910925867527_EU/prd/aa/en
FP-910925867529 | LL217X 120S/840 1x PSU WB 5x1.5 HE | 910925867529 | 2020-04-21 00:00:00 |  |  | IP20 ¦ Finger-protected |  |  |  | 4000 K |  |  |  |  | No | [8 empty] | -20 to +35 °C |  | - W | 120 degree(s) | [5 empty] | - | Yes | Connection unit 5-pole | No | - |  | Yes | Power supply unit (On/Off) |  |  | ENEC plus mark |  | Steel |  | - |  | Temperature 850 °C, duration 30 s | Steel | IP20 ¦ Finger-protected | (0.38, 0.38) SDCM <lt/>3 | - W | 220 to 240 V | 22.5 A | 0.030 ms | 120S ¦ LED module, system flux 12000 lm |  | No | 84° x 84° | +/-10% |  | Not applicable | IK02 ¦ 0.2 J standard |  |  |  |  | 1 unit |  | 23 | Polycarbonate | Wide beam |  | Frosted | Polycarbonate |  |  |  | 50 mm | 1700 mm | 80 mm |  |  |  |  | +/-10% | Safety class I | - |  | Yes |  | 22 |  |  | 5 years |  | ADAM-76022e2a65264defb8eeabe600c234e5 | https://www.assets.signify.com/is/image/PhilipsLighting/ea55350351764ca988faabe600c2380b | ADAM-03c9c66ad9e74ea99190ac2f010d4987 | https://www.assets.signify.com/is/content/PhilipsLighting/fp910925867529-pss-global |  |  | ADAM-eb8950c5ecbb459aa6c3abe500c97615 | https://www.assets.signify.com/is/image/PhilipsLighting/78e1b0b7ed444fb5bc3dabe500c97613 | ADAM-00518ede785d400291a9af7100b8e047 | https://www.assets.signify.com/is/content/Signify/1812983c55a940a9bcaaaf7100b8e045 |  |  |  |  | ADAM-b3985d8d119e4624bb8dac0d00aeb69b | https://www.docs.signify.com/assets/ies/ofmt1_ll217xpsuhe1xled120s840wb.ies | [14 empty] | ADAM-74f209bbc047429782acac0d00aeb310 | https://www.docs.signify.com/assets/emd/ofmt2_ll217xpsuhe1xled120s840wb.ldt | ADAM-c6e40b4ba4914752963cac63008d9a24 | https://www.assets.signify.com/is/content/Signify/d6f924bcdf534e6eacd9ac63008d9a21 | ADAM-7906f3f4d6dc4cc5947bb019007852fd | https://www.assets.signify.com/is/content/Signify/df7d67f8ad3b46cd9ec1b01900786029 |  |  | L85 | L70 |  | 12000 lumen | White RAL9016 |  | <gt/>80 | 4000 K | 80 W | 150 lm/W | 50 to 60 Hz | 840 neutral white | 12000 lumen |  | 80 W | 0.95 | [5 empty] | https://www.lighting.philips.com/link/910925867529_EU/prd/aa/en
FP-910925867530 | LL217X 80S/840 1x PSD O 7x2.5 HE | 910925867530 | 2020-04-21 00:00:00 |  |  | IP20 ¦ Finger-protected |  |  |  | 4000 K |  |  |  |  | Yes | [8 empty] | -20 to +35 °C |  | - W | 120 degree(s) | [5 empty] | - | Yes | Connection unit 7-pole | No | DALI |  | Yes | Power supply unit with DALI interface |  |  | ENEC plus mark |  | Steel |  | - |  | Temperature 850 °C, duration 30 s | Steel | IP20 ¦ Finger-protected | (0.38, 0.38) SDCM <lt/>3 | - W | 220 to 240 V | 25.1 A | 0.214 ms | 80S ¦ LED Module, system flux 8000 lm |  | No | 120° x 117° | +/-10% |  | 1% | IK02 ¦ 0.2 J standard |  |  |  |  | 1 unit |  | 21 | Polycarbonate | Symmetrical |  | Opal | Polycarbonate |  |  |  | 50 mm | 1700 mm | 80 mm |  |  |  |  | +/-10% | Safety class I | - |  | Yes (relates to presence/ movement detection and daylight harvesting) |  | 28 |  |  | 5 years |  | ADAM-c095a06aca5046caacf8abe600c238e1 | https://www.assets.signify.com/is/image/PhilipsLighting/6d56da39515345f9a828abe600c23bf0 | ADAM-bf24214da1e743ee8ef7ac2f010c642b | https://www.assets.signify.com/is/content/PhilipsLighting/fp910925867530-pss-global |  |  | ADAM-eb8950c5ecbb459aa6c3abe500c97615 | https://www.assets.signify.com/is/image/PhilipsLighting/78e1b0b7ed444fb5bc3dabe500c97613 | ADAM-00518ede785d400291a9af7100b8e047 | https://www.assets.signify.com/is/content/Signify/1812983c55a940a9bcaaaf7100b8e045 |  |  |  |  | ADAM-35f23654c83e42168ef3ac0d00aed379 | https://www.docs.signify.com/assets/ies/ofmt1_ll217xpsdhe1xled80s840o.ies | [14 empty] | ADAM-5667b2e5779a4ff99667ac0d00aed00f | https://www.docs.signify.com/assets/emd/ofmt2_ll217xpsdhe1xled80s840o.ldt | ADAM-c6e40b4ba4914752963cac63008d9a24 | https://www.assets.signify.com/is/content/Signify/d6f924bcdf534e6eacd9ac63008d9a21 | ADAM-7906f3f4d6dc4cc5947bb019007852fd | https://www.assets.signify.com/is/content/Signify/df7d67f8ad3b46cd9ec1b01900786029 |  |  | L85 | L75 |  | 7400 lumen | White RAL9016 |  | <gt/>80 | 4000 K | 48.5 W | 148 lm/W | 50 to 60 Hz | 840 neutral white | 7400 lumen |  | 48.5 W | 0.95 | [5 empty] | https://www.lighting.philips.com/link/910925867530_EU/prd/aa/en
FP-910925867531 | LL217X 80S/840 1x PSD WB 7x2.5 HE | 910925867531 | 2020-04-21 00:00:00 |  |  | IP20 ¦ Finger-protected |  |  |  | 4000 K |  |  |  |  | Yes | [8 empty] | -20 to +35 °C |  | - W | 120 degree(s) | [5 empty] | - | Yes | Connection unit 7-pole | No | DALI |  | Yes | Power supply unit with DALI interface |  |  | ENEC plus mark |  | Steel |  | - |  | Temperature 850 °C, duration 30 s | Steel | IP20 ¦ Finger-protected | (0.38, 0.38) SDCM <lt/>3 | - W | 220 to 240 V | 25.1 A | 0.214 ms | 80S ¦ LED Module, system flux 8000 lm |  | No | 84° x 84° | +/-10% |  | 1% | IK02 ¦ 0.2 J standard |  |  |  |  | 1 unit |  | 21 | Polycarbonate | Wide beam |  | Frosted | Polycarbonate |  |  |  | 50 mm | 1700 mm | 80 mm |  |  |  |  | +/-10% | Safety class I | - |  | Yes (relates to presence/ movement detection and daylight harvesting) |  | 22 |  |  | 5 years |  | ADAM-76022e2a65264defb8eeabe600c234e5 | https://www.assets.signify.com/is/image/PhilipsLighting/ea55350351764ca988faabe600c2380b | ADAM-cbd4b6fa326e45dcb2ccac2f00cd052d | https://www.assets.signify.com/is/content/PhilipsLighting/fp910925867531-pss-global |  |  | ADAM-eb8950c5ecbb459aa6c3abe500c97615 | https://www.assets.signify.com/is/image/PhilipsLighting/78e1b0b7ed444fb5bc3dabe500c97613 | ADAM-00518ede785d400291a9af7100b8e047 | https://www.assets.signify.com/is/content/Signify/1812983c55a940a9bcaaaf7100b8e045 |  |  |  |  | ADAM-965c17d9d39c4b309e33ac0d00adce6b | https://www.docs.signify.com/assets/ies/ofmt1_ll217xpsdhe1xled80s840wb.ies | [14 empty] | ADAM-f6774f46ec6c4ffab31dac0d00adcb87 | https://www.docs.signify.com/assets/emd/ofmt2_ll217xpsdhe1xled80s840wb.ldt | ADAM-c6e40b4ba4914752963cac63008d9a24 | https://www.assets.signify.com/is/content/Signify/d6f924bcdf534e6eacd9ac63008d9a21 | ADAM-7906f3f4d6dc4cc5947bb019007852fd | https://www.assets.signify.com/is/content/Signify/df7d67f8ad3b46cd9ec1b01900786029 |  |  | L85 | L75 |  | 8000 lumen | White RAL9016 |  | <gt/>80 | 4000 K | 48.5 W | 165 lm/W | 50 to 60 Hz | 840 neutral white | 8000 lumen |  | 48.5 W | 0.95 | [5 empty] | https://www.lighting.philips.com/link/910925867531_EU/prd/aa/en
FP-910925867533 | LL217X 80S/840 1x PSU WB 5x2.5 HE | 910925867533 | 2020-04-21 00:00:00 |  |  | IP20 ¦ Finger-protected |  |  |  | 4000 K |  |  |  |  | No | [8 empty] | -20 to +35 °C |  | - W | 120 degree(s) | [5 empty] | - | Yes | Connection unit 5-pole | No | - |  | Yes | Power supply unit (On/Off) |  |  | ENEC plus mark |  | Steel |  | - |  | Temperature 850 °C, duration 30 s | Steel | IP20 ¦ Finger-protected | (0.38, 0.38) SDCM <lt/>3 | - W | 220 to 240 V | 19 A | 0.280 ms | 80S ¦ LED Module, system flux 8000 lm |  | No | 84° x 84° | +/-10% |  | Not applicable | IK02 ¦ 0.2 J standard |  |  |  |  | 1 unit |  | 24 | Polycarbonate | Wide beam |  | Frosted | Polycarbonate |  |  |  | 50 mm | 1700 mm | 80 mm |  |  |  |  | +/-10% | Safety class I | - |  | Yes |  | 22 |  |  | 5 years |  | ADAM-76022e2a65264defb8eeabe600c234e5 | https://www.assets.signify.com/is/image/PhilipsLighting/ea55350351764ca988faabe600c2380b | ADAM-1645a546b28744f3b957ac2f010ef697 | https://www.assets.signify.com/is/content/PhilipsLighting/fp910925867533-pss-global |  |  | ADAM-eb8950c5ecbb459aa6c3abe500c97615 | https://www.assets.signify.com/is/image/PhilipsLighting/78e1b0b7ed444fb5bc3dabe500c97613 | ADAM-00518ede785d400291a9af7100b8e047 | https://www.assets.signify.com/is/content/Signify/1812983c55a940a9bcaaaf7100b8e045 |  |  |  |  | ADAM-0d0c78ace25549ba996bac0d00adea28 | https://www.docs.signify.com/assets/ies/ofmt1_ll217xpsuhe1xled80s840wb.ies | [14 empty] | ADAM-93566e7aa5724704a3d1ac0d00ade6ca | https://www.docs.signify.com/assets/emd/ofmt2_ll217xpsuhe1xled80s840wb.ldt | ADAM-c6e40b4ba4914752963cac63008d9a24 | https://www.assets.signify.com/is/content/Signify/d6f924bcdf534e6eacd9ac63008d9a21 | ADAM-7906f3f4d6dc4cc5947bb019007852fd | https://www.assets.signify.com/is/content/Signify/df7d67f8ad3b46cd9ec1b01900786029 |  |  | L85 | L75 |  | 8000 lumen | White RAL9016 |  | <gt/>80 | 4000 K | 49 W | 163 lm/W | 50 to 60 Hz | 840 neutral white | 8000 lumen |  | 49 W | 0.95 | [5 empty] | https://www.lighting.philips.com/link/910925867533_EU/prd/aa/en
FP-910925867534 | LL217X 80S/840 1x PSU WB 5x1.5 HE | 910925867534 | 2020-04-21 00:00:00 |  |  | IP20 ¦ Finger-protected |  |  |  | 4000 K |  |  |  |  | No | [8 empty] | -20 to +35 °C |  | - W | 120 degree(s) | [5 empty] | - | Yes | Connection unit 5-pole | No | - |  | Yes | Power supply unit (On/Off) |  |  | ENEC plus mark |  | Steel |  | - |  | Temperature 850 °C, duration 30 s | Steel | IP20 ¦ Finger-protected | (0.38, 0.38) SDCM <lt/>3 | - W | 220 to 240 V | 19 A | 0.280 ms | 80S ¦ LED Module, system flux 8000 lm |  | No | 84° x 84° | +/-10% |  | Not applicable | IK02 ¦ 0.2 J standard |  |  |  |  | 1 unit |  | 24 | Polycarbonate | Wide beam |  | Frosted | Polycarbonate |  |  |  | 50 mm | 1700 mm | 80 mm |  |  |  |  | +/-10% | Safety class I | - |  | Yes |  | 22 |  |  | 5 years |  | ADAM-76022e2a65264defb8eeabe600c234e5 | https://www.assets.signify.com/is/image/PhilipsLighting/ea55350351764ca988faabe600c2380b | ADAM-791d32cafecc4298a383ac2f00c72134 | https://www.assets.signify.com/is/content/PhilipsLighting/fp910925867534-pss-global |  |  | ADAM-eb8950c5ecbb459aa6c3abe500c97615 | https://www.assets.signify.com/is/image/PhilipsLighting/78e1b0b7ed444fb5bc3dabe500c97613 | ADAM-00518ede785d400291a9af7100b8e047 | https://www.assets.signify.com/is/content/Signify/1812983c55a940a9bcaaaf7100b8e045 |  |  |  |  | ADAM-0d0c78ace25549ba996bac0d00adea28 | https://www.docs.signify.com/assets/ies/ofmt1_ll217xpsuhe1xled80s840wb.ies | [14 empty] | ADAM-93566e7aa5724704a3d1ac0d00ade6ca | https://www.docs.signify.com/assets/emd/ofmt2_ll217xpsuhe1xled80s840wb.ldt | ADAM-c6e40b4ba4914752963cac63008d9a24 | https://www.assets.signify.com/is/content/Signify/d6f924bcdf534e6eacd9ac63008d9a21 | ADAM-7906f3f4d6dc4cc5947bb019007852fd | https://www.assets.signify.com/is/content/Signify/df7d67f8ad3b46cd9ec1b01900786029 |  |  | L85 | L75 |  | 8000 lumen | White RAL9016 |  | <gt/>80 | 4000 K | 49 W | 163 lm/W | 50 to 60 Hz | 840 neutral white | 8000 lumen |  | 49 W | 0.95 | [5 empty] | https://www.lighting.philips.com/link/910925867534_EU/prd/aa/en
FP-910925867535 | LL217X 80S/840 1x PSD O 7x2.5 | 910925867535 | 2020-04-21 00:00:00 |  |  | IP20 ¦ Finger-protected |  |  |  | 4000 K |  |  |  |  | Yes | [8 empty] | -20 to +35 °C |  | - W | 120 degree(s) | [5 empty] | - | Yes | Connection unit 7-pole | No | DALI |  | Yes | Power supply unit with DALI interface |  |  | ENEC plus mark |  | Steel |  | - |  | Temperature 850 °C, duration 30 s | Steel | IP20 ¦ Finger-protected | (0.38, 0.38) SDCM <lt/>3 | - W | 220 to 240 V | 25.1 A | 0.214 ms | 80S ¦ LED Module, system flux 8000 lm |  | No | 120° x 117° | +/-10% |  | 1% | IK02 ¦ 0.2 J standard |  |  |  |  | 1 unit |  | 21 | Polycarbonate | Symmetrical |  | Opal | Polycarbonate |  |  |  | 50 mm | 1700 mm | 80 mm |  |  |  |  | +/-10% | Safety class I | - |  | Yes (relates to presence/ movement detection and daylight harvesting) |  | 28 |  |  | 5 years |  | ADAM-c095a06aca5046caacf8abe600c238e1 | https://www.assets.signify.com/is/image/PhilipsLighting/6d56da39515345f9a828abe600c23bf0 | ADAM-d32ade64c20447879b0cac2f00ba1e06 | https://www.assets.signify.com/is/content/PhilipsLighting/fp910925867535-pss-global |  |  | ADAM-eb8950c5ecbb459aa6c3abe500c97615 | https://www.assets.signify.com/is/image/PhilipsLighting/78e1b0b7ed444fb5bc3dabe500c97613 | ADAM-00518ede785d400291a9af7100b8e047 | https://www.assets.signify.com/is/content/Signify/1812983c55a940a9bcaaaf7100b8e045 |  |  |  |  | ADAM-030602784cd1440fb96bac0d00ae005e | https://www.docs.signify.com/assets/ies/ofmt1_ll217xpsd1xled80s840o.ies | [14 empty] | ADAM-28db4e262d4a4523a2e6ac0d00adff0f | https://www.docs.signify.com/assets/emd/ofmt2_ll217xpsd1xled80s840o.ldt | ADAM-c6e40b4ba4914752963cac63008d9a24 | https://www.assets.signify.com/is/content/Signify/d6f924bcdf534e6eacd9ac63008d9a21 | ADAM-7906f3f4d6dc4cc5947bb019007852fd | https://www.assets.signify.com/is/content/Signify/df7d67f8ad3b46cd9ec1b01900786029 |  |  | L85 | L75 |  | 7400 lumen | White RAL9016 |  | <gt/>80 | 4000 K | 50 W | 144 lm/W | 50 to 60 Hz | 840 neutral white | 7400 lumen |  | 50 W | 0.95 | [5 empty] | https://www.lighting.philips.com/link/910925867535_EU/prd/aa/en
FP-910925867536 | LL217X 80S/840 1x PSD WB 7x2.5 | 910925867536 | 2020-04-21 00:00:00 |  |  | IP20 ¦ Finger-protected |  |  |  | 4000 K |  |  |  |  | Yes | [8 empty] | -20 to +35 °C |  | - W | 120 degree(s) | [5 empty] | - | Yes | Connection unit 7-pole | No | DALI |  | Yes | Power supply unit with DALI interface |  |  | ENEC plus mark |  | Steel |  | - |  | Temperature 850 °C, duration 30 s | Steel | IP20 ¦ Finger-protected | (0.38, 0.38) SDCM <lt/>3 | - W | 220 to 240 V | 25.1 A | 0.214 ms | 80S ¦ LED Module, system flux 8000 lm |  | No | 84° x 84° | +/-10% |  | 1% | IK02 ¦ 0.2 J standard |  |  |  |  | 1 unit |  | 21 | Polycarbonate | Wide beam |  | Frosted | Polycarbonate |  |  |  | 50 mm | 1700 mm | 80 mm |  |  |  |  | +/-10% | Safety class I | - |  | Yes (relates to presence/ movement detection and daylight harvesting) |  | 22 |  |  | 5 years |  | ADAM-76022e2a65264defb8eeabe600c234e5 | https://www.assets.signify.com/is/image/PhilipsLighting/ea55350351764ca988faabe600c2380b | ADAM-2bb7e38d68d04054bf9bac2f00c193b4 | https://www.assets.signify.com/is/content/PhilipsLighting/fp910925867536-pss-global |  |  | ADAM-eb8950c5ecbb459aa6c3abe500c97615 | https://www.assets.signify.com/is/image/PhilipsLighting/78e1b0b7ed444fb5bc3dabe500c97613 | ADAM-00518ede785d400291a9af7100b8e047 | https://www.assets.signify.com/is/content/Signify/1812983c55a940a9bcaaaf7100b8e045 |  |  |  |  | ADAM-cab5bd9dc9d344e0aacfac0d00aee6d0 | https://www.docs.signify.com/assets/ies/ofmt1_ll217xpsd1xled80s840wb.ies | [14 empty] | ADAM-cbd794257ff340449cceac0d00aee525 | https://www.docs.signify.com/assets/emd/ofmt2_ll217xpsd1xled80s840wb.ldt | ADAM-c6e40b4ba4914752963cac63008d9a24 | https://www.assets.signify.com/is/content/Signify/d6f924bcdf534e6eacd9ac63008d9a21 | ADAM-7906f3f4d6dc4cc5947bb019007852fd | https://www.assets.signify.com/is/content/Signify/df7d67f8ad3b46cd9ec1b01900786029 |  |  | L85 | L75 |  | 8000 lumen | White RAL9016 |  | <gt/>80 | 4000 K | 50 W | 160 lm/W | 50 to 60 Hz | 840 neutral white | 8000 lumen |  | 50 W | 0.95 | [5 empty] | https://www.lighting.philips.com/link/910925867536_EU/prd/aa/en
FP-910925867537 | LL217X 80S/840 1x PSU WB 5x1.5 | 910925867537 | 2020-04-21 00:00:00 |  |  | IP20 ¦ Finger-protected |  |  |  | 4000 K |  |  |  |  | No | [8 empty] | -20 to +35 °C |  | - W | 120 degree(s) | [5 empty] | - | Yes | Connection unit 5-pole | No | - |  | Yes | Power supply unit (On/Off) |  |  | ENEC plus mark |  | Steel |  | - |  | Temperature 850 °C, duration 30 s | Steel | IP20 ¦ Finger-protected | (0.38, 0.38) SDCM <lt/>3 | - W | 220 to 240 V | 19 A | 0.280 ms | 80S ¦ LED Module, system flux 8000 lm |  | No | 84° x 84° | +/-10% |  | Not applicable | IK02 ¦ 0.2 J standard |  |  |  |  | 1 unit |  | 24 | Polycarbonate | Wide beam |  | Frosted | Polycarbonate |  |  |  | 50 mm | 1700 mm | 80 mm |  |  |  |  | +/-10% | Safety class I | - |  | Yes |  | 22 |  |  | 5 years |  | ADAM-76022e2a65264defb8eeabe600c234e5 | https://www.assets.signify.com/is/image/PhilipsLighting/ea55350351764ca988faabe600c2380b | ADAM-f7b3c9c17ab047af8b5eac2f012993d4 | https://www.assets.signify.com/is/content/PhilipsLighting/fp910925867537-pss-global |  |  | ADAM-eb8950c5ecbb459aa6c3abe500c97615 | https://www.assets.signify.com/is/image/PhilipsLighting/78e1b0b7ed444fb5bc3dabe500c97613 | ADAM-00518ede785d400291a9af7100b8e047 | https://www.assets.signify.com/is/content/Signify/1812983c55a940a9bcaaaf7100b8e045 |  |  |  |  | ADAM-fe95ee345c1f402e813eac0d00aefccb | https://www.docs.signify.com/assets/ies/ofmt1_ll217xpsu1xled80s840wb.ies | [14 empty] | ADAM-9014daa002a94e338f28ac0d00aef998 | https://www.docs.signify.com/assets/emd/ofmt2_ll217xpsu1xled80s840wb.ldt | ADAM-c6e40b4ba4914752963cac63008d9a24 | https://www.assets.signify.com/is/content/Signify/d6f924bcdf534e6eacd9ac63008d9a21 | ADAM-7906f3f4d6dc4cc5947bb019007852fd | https://www.assets.signify.com/is/content/Signify/df7d67f8ad3b46cd9ec1b01900786029 |  |  | L85 | L75 |  | 8000 lumen | White RAL9016 |  | <gt/>80 | 4000 K | 51 W | 157 lm/W | 50 to 60 Hz | 840 neutral white | 8000 lumen |  | 51 W | 0.95 | [5 empty] | https://www.lighting.philips.com/link/910925867537_EU/prd/aa/en
FP-910925867538 | LL217X 80S/840 1x PSU WB 5x2.5 | 910925867538 | 2020-04-21 00:00:00 |  |  | IP20 ¦ Finger-protected |  |  |  | 4000 K |  |  |  |  | No | [8 empty] | -20 to +35 °C |  | - W | 120 degree(s) | [5 empty] | - | Yes | Connection unit 5-pole | No | - |  | Yes | Power supply unit (On/Off) |  |  | ENEC plus mark |  | Steel |  | - |  | Temperature 850 °C, duration 30 s | Steel | IP20 ¦ Finger-protected | (0.38, 0.38) SDCM <lt/>3 | - W | 220 to 240 V | 19 A | 0.280 ms | 80S ¦ LED Module, system flux 8000 lm |  | No | 84° x 84° | +/-10% |  | Not applicable | IK02 ¦ 0.2 J standard |  |  |  |  | 1 unit |  | 24 | Polycarbonate | Wide beam |  | Frosted | Polycarbonate |  |  |  | 50 mm | 1700 mm | 80 mm |  |  |  |  | +/-10% | Safety class I | - |  | Yes |  | 22 |  |  | 5 years |  | ADAM-76022e2a65264defb8eeabe600c234e5 | https://www.assets.signify.com/is/image/PhilipsLighting/ea55350351764ca988faabe600c2380b | ADAM-4cca1b5f87aa4d5eb0d6ac2f01265c72 | https://www.assets.signify.com/is/content/PhilipsLighting/fp910925867538-pss-global |  |  | ADAM-eb8950c5ecbb459aa6c3abe500c97615 | https://www.assets.signify.com/is/image/PhilipsLighting/78e1b0b7ed444fb5bc3dabe500c97613 | ADAM-00518ede785d400291a9af7100b8e047 | https://www.assets.signify.com/is/content/Signify/1812983c55a940a9bcaaaf7100b8e045 |  |  |  |  | ADAM-fe95ee345c1f402e813eac0d00aefccb | https://www.docs.signify.com/assets/ies/ofmt1_ll217xpsu1xled80s840wb.ies | [14 empty] | ADAM-9014daa002a94e338f28ac0d00aef998 | https://www.docs.signify.com/assets/emd/ofmt2_ll217xpsu1xled80s840wb.ldt | ADAM-c6e40b4ba4914752963cac63008d9a24 | https://www.assets.signify.com/is/content/Signify/d6f924bcdf534e6eacd9ac63008d9a21 | ADAM-7906f3f4d6dc4cc5947bb019007852fd | https://www.assets.signify.com/is/content/Signify/df7d67f8ad3b46cd9ec1b01900786029 |  |  | L85 | L75 |  | 8000 lumen | White RAL9016 |  | <gt/>80 | 4000 K | 51 W | 157 lm/W | 50 to 60 Hz | 840 neutral white | 8000 lumen |  | 51 W | 0.95 | [5 empty] | https://www.lighting.philips.com/link/910925867538_EU/prd/aa/en
FP-910925867539 | LL234X 240S/840 2x PSD BV WB HE | 910925867539 | 2020-04-21 00:00:00 |  |  | IP20 ¦ Finger-protected |  |  |  | 4000 K |  |  |  |  | Yes | [8 empty] | -20 to +35 °C |  | - W | 120 degree(s) | [5 empty] | - | Yes | Push-in connector 5-pole | No | DALI |  | Yes | Power supply unit with DALI interface |  |  | ENEC plus mark |  | Steel |  | - |  | Temperature 850 °C, duration 30 s | Steel | IP20 ¦ Finger-protected | (0.38, 0.38) SDCM <lt/>3 | - W | 220 to 240 V | 10 A | 0.036 ms | 240S ¦ LED module, system flux 24000 lm |  | No | 84° x 84° | +/-10% |  | 1% | IK02 ¦ 0.2 J standard |  |  |  |  | 2 units |  | 9 | Polycarbonate | Wide beam |  | Frosted | Polycarbonate |  |  |  | 50 mm | 3400 mm | 80 mm |  |  |  |  | +/-10% | Safety class I | - |  | Yes (relates to presence/ movement detection and daylight harvesting) |  | 22 |  |  | 5 years |  | ADAM-c05909a17712480aad50abf200c78a20 | https://www.assets.signify.com/is/image/Signify/75295f4472f6475db7b4abf200c78a1f | ADAM-37bf23dee7d0498a87d9ac2f00dd8fb0 | https://www.assets.signify.com/is/content/PhilipsLighting/fp910925867539-pss-global |  |  | ADAM-f9efaa731f504a4b8b1dabe500caf2e0 | https://www.assets.signify.com/is/image/PhilipsLighting/fea238cf5123402faf8aabe500caf2ce | ADAM-4fbce48830c7412ca563af5100cf8a53 | https://www.assets.signify.com/is/content/Signify/76f3e9f569bd4eddb2e9af5100cf8f6d |  |  |  |  | ADAM-07e2a6ab9f0a4415b48eac0d00ae22aa | https://www.docs.signify.com/assets/ies/ofmt1_ll234xpsdhe1xled240s840wb.ies | [14 empty] | ADAM-4d5c13c2d64943809c8bac0d00ae1f54 | https://www.docs.signify.com/assets/emd/ofmt2_ll234xpsdhe1xled240s840wb.ldt | ADAM-c6e40b4ba4914752963cac63008d9a24 | https://www.assets.signify.com/is/content/Signify/d6f924bcdf534e6eacd9ac63008d9a21 | ADAM-7906f3f4d6dc4cc5947bb019007852fd | https://www.assets.signify.com/is/content/Signify/df7d67f8ad3b46cd9ec1b01900786029 |  |  | L85 | L70 |  | 24000 lumen | White RAL9016 |  | <gt/>80 | 4000 K | 158 W | 152 lm/W | 50 to 60 Hz | 840 neutral white | 24000 lumen |  | 158 W | 0.95 | [5 empty] | https://www.lighting.philips.com/link/910925867539_EU/prd/aa/en
FP-910925867540 | LL234X 160S/840 2x PSD WB 7x1.5 HE | 910925867540 | 2020-04-21 00:00:00 |  |  | IP20 ¦ Finger-protected |  |  |  | 4000 K |  |  |  |  | Yes | [8 empty] | -20 to +35 °C |  | - W | 120 degree(s) | [5 empty] | - | Yes | Connection unit 7-pole | No | DALI |  | Yes | Power supply unit with DALI interface |  |  | ENEC plus mark |  | Steel |  | - |  | Temperature 850 °C, duration 30 s | Steel | IP20 ¦ Finger-protected | (0.38, 0.38) SDCM <lt/>3 | - W | 220 to 240 V | 25.1 A | 0.214 ms | 160S ¦ LED module, system flux 16000 lm |  | No | 84° x 84° | +/-10% |  | 1% | IK02 ¦ 0.2 J standard |  |  |  |  | 2 units |  | 10 | Polycarbonate | Wide beam |  | Frosted | Polycarbonate |  |  |  | 50 mm | 3400 mm | 80 mm |  |  |  |  | +/-10% | Safety class I | - |  | Yes (relates to presence/ movement detection and daylight harvesting) |  | 22 |  |  | 5 years |  | ADAM-76022e2a65264defb8eeabe600c234e5 | https://www.assets.signify.com/is/image/PhilipsLighting/ea55350351764ca988faabe600c2380b | ADAM-1280c97c66c44dad8fcfac2f00be8841 | https://www.assets.signify.com/is/content/PhilipsLighting/fp910925867540-pss-global |  |  | ADAM-f9efaa731f504a4b8b1dabe500caf2e0 | https://www.assets.signify.com/is/image/PhilipsLighting/fea238cf5123402faf8aabe500caf2ce | ADAM-00518ede785d400291a9af7100b8e047 | https://www.assets.signify.com/is/content/Signify/1812983c55a940a9bcaaaf7100b8e045 |  |  |  |  | ADAM-6812e74fa1cc4c61910fac0d00ae121f | https://www.docs.signify.com/assets/ies/ofmt1_ll234xpsdhe1xled160s840wb.ies | [14 empty] | ADAM-39f4e2cabd8943388df9ac0d00ae10f1 | https://www.docs.signify.com/assets/emd/ofmt2_ll234xpsdhe1xled160s840wb.ldt | ADAM-c6e40b4ba4914752963cac63008d9a24 | https://www.assets.signify.com/is/content/Signify/d6f924bcdf534e6eacd9ac63008d9a21 | ADAM-7906f3f4d6dc4cc5947bb019007852fd | https://www.assets.signify.com/is/content/Signify/df7d67f8ad3b46cd9ec1b01900786029 |  |  | L85 | L75 |  | 16000 lumen | White RAL9016 |  | <gt/>80 | 4000 K | 97 W | 165 lm/W | 50 to 60 Hz | 840 neutral white | 16000 lumen |  | 97 W | 0.95 | [5 empty] | https://www.lighting.philips.com/link/910925867540_EU/prd/aa/en
FP-910925867541 | LL234X 160S/840 2x PSD WB 7x2.5 HE | 910925867541 | 2020-04-21 00:00:00 |  |  | IP20 ¦ Finger-protected |  |  |  | 4000 K |  |  |  |  | Yes | [8 empty] | -20 to +35 °C |  | - W | 120 degree(s) | [5 empty] | - | Yes | Connection unit 7-pole | No | DALI |  | Yes | Power supply unit with DALI interface |  |  | ENEC plus mark |  | Steel |  | - |  | Temperature 850 °C, duration 30 s | Steel | IP20 ¦ Finger-protected | (0.38, 0.38) SDCM <lt/>3 | - W | 220 to 240 V | 25.1 A | 0.214 ms | 160S ¦ LED module, system flux 16000 lm |  | No | 84° x 84° | +/-10% |  | 1% | IK02 ¦ 0.2 J standard |  |  |  |  | 2 units |  | 10 | Polycarbonate | Wide beam |  | Frosted | Polycarbonate |  |  |  | 50 mm | 3400 mm | 80 mm |  |  |  |  | +/-10% | Safety class I | - |  | Yes (relates to presence/ movement detection and daylight harvesting) |  | 22 |  |  | 5 years |  | ADAM-76022e2a65264defb8eeabe600c234e5 | https://www.assets.signify.com/is/image/PhilipsLighting/ea55350351764ca988faabe600c2380b | ADAM-c267df7680a5420ea21dac2f00c84105 | https://www.assets.signify.com/is/content/PhilipsLighting/fp910925867541-pss-global |  |  | ADAM-f9efaa731f504a4b8b1dabe500caf2e0 | https://www.assets.signify.com/is/image/PhilipsLighting/fea238cf5123402faf8aabe500caf2ce | ADAM-00518ede785d400291a9af7100b8e047 | https://www.assets.signify.com/is/content/Signify/1812983c55a940a9bcaaaf7100b8e045 |  |  |  |  | ADAM-6812e74fa1cc4c61910fac0d00ae121f | https://www.docs.signify.com/assets/ies/ofmt1_ll234xpsdhe1xled160s840wb.ies | [14 empty] | ADAM-39f4e2cabd8943388df9ac0d00ae10f1 | https://www.docs.signify.com/assets/emd/ofmt2_ll234xpsdhe1xled160s840wb.ldt | ADAM-c6e40b4ba4914752963cac63008d9a24 | https://www.assets.signify.com/is/content/Signify/d6f924bcdf534e6eacd9ac63008d9a21 | ADAM-7906f3f4d6dc4cc5947bb019007852fd | https://www.assets.signify.com/is/content/Signify/df7d67f8ad3b46cd9ec1b01900786029 |  |  | L85 | L75 |  | 16000 lumen | White RAL9016 |  | <gt/>80 | 4000 K | 97 W | 165 lm/W | 50 to 60 Hz | 840 neutral white | 16000 lumen |  | 97 W | 0.95 | [5 empty] | https://www.lighting.philips.com/link/910925867541_EU/prd/aa/en
FP-910925867543 | LL234X 160S/840 2x PSU WB 5x1.5 HE | 910925867543 | 2020-04-21 00:00:00 |  |  | IP20 ¦ Finger-protected |  |  |  | 4000 K |  |  |  |  | No | [8 empty] | -20 to +35 °C |  | - W | 120 degree(s) | [5 empty] | - | Yes | Connection unit 5-pole | No | - |  | Yes | Power supply unit (On/Off) |  |  | ENEC plus mark |  | Steel |  | - |  | Temperature 850 °C, duration 30 s | Steel | IP20 ¦ Finger-protected | (0.38, 0.38) SDCM <lt/>3 | - W | 220 to 240 V | 19 A | 0.280 ms | 160S ¦ LED module, system flux 16000 lm |  | No | 84° x 84° | +/-10% |  | Not applicable | IK02 ¦ 0.2 J standard |  |  |  |  | 2 units |  | 12 | Polycarbonate | Wide beam |  | Frosted | Polycarbonate |  |  |  | 50 mm | 3400 mm | 80 mm |  |  |  |  | +/-10% | Safety class I | - |  | Yes |  | 22 |  |  | 5 years |  | ADAM-76022e2a65264defb8eeabe600c234e5 | https://www.assets.signify.com/is/image/PhilipsLighting/ea55350351764ca988faabe600c2380b | ADAM-7fc654fcd80e4edbbba5ac2f00c0f9f2 | https://www.assets.signify.com/is/content/PhilipsLighting/fp910925867543-pss-global |  |  | ADAM-f9efaa731f504a4b8b1dabe500caf2e0 | https://www.assets.signify.com/is/image/PhilipsLighting/fea238cf5123402faf8aabe500caf2ce | ADAM-00518ede785d400291a9af7100b8e047 | https://www.assets.signify.com/is/content/Signify/1812983c55a940a9bcaaaf7100b8e045 |  |  |  |  | ADAM-ae3b880a1ff54603a5b8ac0d00af1164 | https://www.docs.signify.com/assets/ies/ofmt1_ll234xpsuhe1xled160s840wb.ies | [14 empty] | ADAM-3896e30826d4445c938fac0d00af0eb9 | https://www.docs.signify.com/assets/emd/ofmt2_ll234xpsuhe1xled160s840wb.ldt | ADAM-c6e40b4ba4914752963cac63008d9a24 | https://www.assets.signify.com/is/content/Signify/d6f924bcdf534e6eacd9ac63008d9a21 | ADAM-7906f3f4d6dc4cc5947bb019007852fd | https://www.assets.signify.com/is/content/Signify/df7d67f8ad3b46cd9ec1b01900786029 |  |  | L85 | L75 |  | 16000 lumen | White RAL9016 |  | <gt/>80 | 4000 K | 98 W | 163 lm/W | 50 to 60 Hz | 840 neutral white | 16000 lumen |  | 98 W | 0.95 | [5 empty] | https://www.lighting.philips.com/link/910925867543_EU/prd/aa/en
FP-910925867544 | LL234X 160S/840 2x PSU WB 5x2.5 HE | 910925867544 | 2020-04-21 00:00:00 |  |  | IP20 ¦ Finger-protected |  |  |  | 4000 K |  |  |  |  | No | [8 empty] | -20 to +35 °C |  | - W | 120 degree(s) | [5 empty] | - | Yes | Connection unit 5-pole | No | - |  | Yes | Power supply unit (On/Off) |  |  | ENEC plus mark |  | Steel |  | - |  | Temperature 850 °C, duration 30 s | Steel | IP20 ¦ Finger-protected | (0.38, 0.38) SDCM <lt/>3 | - W | 220 to 240 V | 19 A | 0.280 ms | 160S ¦ LED module, system flux 16000 lm |  | No | 84° x 84° | +/-10% |  | Not applicable | IK02 ¦ 0.2 J standard |  |  |  |  | 2 units |  | 12 | Polycarbonate | Wide beam |  | Frosted | Polycarbonate |  |  |  | 50 mm | 3400 mm | 80 mm |  |  |  |  | +/-10% | Safety class I | - |  | Yes |  | 22 |  |  | 5 years |  | ADAM-76022e2a65264defb8eeabe600c234e5 | https://www.assets.signify.com/is/image/PhilipsLighting/ea55350351764ca988faabe600c2380b | ADAM-ba52b482e38d4e349881ac2f0123edea | https://www.assets.signify.com/is/content/PhilipsLighting/fp910925867544-pss-global |  |  | ADAM-f9efaa731f504a4b8b1dabe500caf2e0 | https://www.assets.signify.com/is/image/PhilipsLighting/fea238cf5123402faf8aabe500caf2ce | ADAM-00518ede785d400291a9af7100b8e047 | https://www.assets.signify.com/is/content/Signify/1812983c55a940a9bcaaaf7100b8e045 |  |  |  |  | ADAM-ae3b880a1ff54603a5b8ac0d00af1164 | https://www.docs.signify.com/assets/ies/ofmt1_ll234xpsuhe1xled160s840wb.ies | [14 empty] | ADAM-3896e30826d4445c938fac0d00af0eb9 | https://www.docs.signify.com/assets/emd/ofmt2_ll234xpsuhe1xled160s840wb.ldt | ADAM-c6e40b4ba4914752963cac63008d9a24 | https://www.assets.signify.com/is/content/Signify/d6f924bcdf534e6eacd9ac63008d9a21 | ADAM-7906f3f4d6dc4cc5947bb019007852fd | https://www.assets.signify.com/is/content/Signify/df7d67f8ad3b46cd9ec1b01900786029 |  |  | L85 | L75 |  | 16000 lumen | White RAL9016 |  | <gt/>80 | 4000 K | 98 W | 163 lm/W | 50 to 60 Hz | 840 neutral white | 16000 lumen |  | 98 W | 0.95 | [5 empty] | https://www.lighting.philips.com/link/910925867544_EU/prd/aa/en
FP-910925867545 | LL234X 240S/840 2x PSD WB 7x1.5 HE | 910925867545 | 2020-04-21 00:00:00 |  |  | IP20 ¦ Finger-protected |  |  |  | 4000 K |  |  |  |  | Yes | [8 empty] | -20 to +35 °C |  | - W | 120 degree(s) | [5 empty] | - | Yes | Connection unit 7-pole | No | DALI |  | Yes | Power supply unit with DALI interface |  |  | ENEC plus mark |  | Steel |  | - |  | Temperature 850 °C, duration 30 s | Steel | IP20 ¦ Finger-protected | (0.38, 0.38) SDCM <lt/>3 | - W | 220 to 240 V | 10 A | 0.036 ms | 240S ¦ LED module, system flux 24000 lm |  | No | 84° x 84° | +/-10% |  | 1% | IK02 ¦ 0.2 J standard |  |  |  |  | 2 units |  | 9 | Polycarbonate | Wide beam |  | Frosted | Polycarbonate |  |  |  | 50 mm | 3400 mm | 80 mm |  |  |  |  | +/-10% | Safety class I | - |  | Yes (relates to presence/ movement detection and daylight harvesting) |  | 22 |  |  | 5 years |  | ADAM-76022e2a65264defb8eeabe600c234e5 | https://www.assets.signify.com/is/image/PhilipsLighting/ea55350351764ca988faabe600c2380b | ADAM-bedb04cbf1354ca8b603ac2f00d1d740 | https://www.assets.signify.com/is/content/PhilipsLighting/fp910925867545-pss-global |  |  | ADAM-f9efaa731f504a4b8b1dabe500caf2e0 | https://www.assets.signify.com/is/image/PhilipsLighting/fea238cf5123402faf8aabe500caf2ce | ADAM-00518ede785d400291a9af7100b8e047 | https://www.assets.signify.com/is/content/Signify/1812983c55a940a9bcaaaf7100b8e045 |  |  |  |  | ADAM-07e2a6ab9f0a4415b48eac0d00ae22aa | https://www.docs.signify.com/assets/ies/ofmt1_ll234xpsdhe1xled240s840wb.ies | [14 empty] | ADAM-4d5c13c2d64943809c8bac0d00ae1f54 | https://www.docs.signify.com/assets/emd/ofmt2_ll234xpsdhe1xled240s840wb.ldt | ADAM-c6e40b4ba4914752963cac63008d9a24 | https://www.assets.signify.com/is/content/Signify/d6f924bcdf534e6eacd9ac63008d9a21 | ADAM-7906f3f4d6dc4cc5947bb019007852fd | https://www.assets.signify.com/is/content/Signify/df7d67f8ad3b46cd9ec1b01900786029 |  |  | L85 | L70 |  | 24000 lumen | White RAL9016 |  | <gt/>80 | 4000 K | 158 W | 152 lm/W | 50 to 60 Hz | 840 neutral white | 24000 lumen |  | 158 W | 0.95 | [5 empty] | https://www.lighting.philips.com/link/910925867545_EU/prd/aa/en
FP-910925867546 | LL234X 240S/840 2x PSD WB 7x2.5 HE | 910925867546 | 2020-04-21 00:00:00 |  |  | IP20 ¦ Finger-protected |  |  |  | 4000 K |  |  |  |  | Yes | [8 empty] | -20 to +35 °C |  | - W | 120 degree(s) | [5 empty] | - | Yes | Connection unit 7-pole | No | DALI |  | Yes | Power supply unit with DALI interface |  |  | ENEC plus mark |  | Steel |  | - |  | Temperature 850 °C, duration 30 s | Steel | IP20 ¦ Finger-protected | (0.38, 0.38) SDCM <lt/>3 | - W | 220 to 240 V | 10 A | 0.036 ms | 240S ¦ LED module, system flux 24000 lm |  | No | 84° x 84° | +/-10% |  | 1% | IK02 ¦ 0.2 J standard |  |  |  |  | 2 units |  | 9 | Polycarbonate | Wide beam |  | Frosted | Polycarbonate |  |  |  | 50 mm | 3400 mm | 80 mm |  |  |  |  | +/-10% | Safety class I | - |  | Yes (relates to presence/ movement detection and daylight harvesting) |  | 22 |  |  | 5 years |  | ADAM-76022e2a65264defb8eeabe600c234e5 | https://www.assets.signify.com/is/image/PhilipsLighting/ea55350351764ca988faabe600c2380b | ADAM-f9e0cc22b2a74b588bb1ac2f00db6cc1 | https://www.assets.signify.com/is/content/PhilipsLighting/fp910925867546-pss-global |  |  | ADAM-f9efaa731f504a4b8b1dabe500caf2e0 | https://www.assets.signify.com/is/image/PhilipsLighting/fea238cf5123402faf8aabe500caf2ce | ADAM-00518ede785d400291a9af7100b8e047 | https://www.assets.signify.com/is/content/Signify/1812983c55a940a9bcaaaf7100b8e045 |  |  |  |  | ADAM-07e2a6ab9f0a4415b48eac0d00ae22aa | https://www.docs.signify.com/assets/ies/ofmt1_ll234xpsdhe1xled240s840wb.ies | [14 empty] | ADAM-4d5c13c2d64943809c8bac0d00ae1f54 | https://www.docs.signify.com/assets/emd/ofmt2_ll234xpsdhe1xled240s840wb.ldt | ADAM-c6e40b4ba4914752963cac63008d9a24 | https://www.assets.signify.com/is/content/Signify/d6f924bcdf534e6eacd9ac63008d9a21 | ADAM-7906f3f4d6dc4cc5947bb019007852fd | https://www.assets.signify.com/is/content/Signify/df7d67f8ad3b46cd9ec1b01900786029 |  |  | L85 | L70 |  | 24000 lumen | White RAL9016 |  | <gt/>80 | 4000 K | 158 W | 152 lm/W | 50 to 60 Hz | 840 neutral white | 24000 lumen |  | 158 W | 0.95 | [5 empty] | https://www.lighting.philips.com/link/910925867546_EU/prd/aa/en
FP-910925867548 | LL234X 240S/840 2x PSU WB 5x1.5 HE | 910925867548 | 2020-04-21 00:00:00 |  |  | IP20 ¦ Finger-protected |  |  |  | 4000 K |  |  |  |  | No | [8 empty] | -20 to +35 °C |  | - W | 120 degree(s) | [5 empty] | - | Yes | Connection unit 5-pole | No | - |  | Yes | Power supply unit (On/Off) |  |  | ENEC plus mark |  | Steel |  | - |  | Temperature 850 °C, duration 30 s | Steel | IP20 ¦ Finger-protected | (0.38, 0.38) SDCM <lt/>3 | - W | 220 to 240 V | 22.5 A | 0.030 ms | 240S ¦ LED module, system flux 24000 lm |  | No | 84° x 84° | +/-10% |  | Not applicable | IK02 ¦ 0.2 J standard |  |  |  |  | 2 units |  | 11 | Polycarbonate | Wide beam |  | Frosted | Polycarbonate |  |  |  | 50 mm | 3400 mm | 80 mm |  |  |  |  | +/-10% | Safety class I | - |  | Yes |  | 22 |  |  | 5 years |  | ADAM-76022e2a65264defb8eeabe600c234e5 | https://www.assets.signify.com/is/image/PhilipsLighting/ea55350351764ca988faabe600c2380b | ADAM-4ec5a68b1a864033ba29ac2f00d1ded1 | https://www.assets.signify.com/is/content/PhilipsLighting/fp910925867548-pss-global |  |  | ADAM-f9efaa731f504a4b8b1dabe500caf2e0 | https://www.assets.signify.com/is/image/PhilipsLighting/fea238cf5123402faf8aabe500caf2ce | ADAM-00518ede785d400291a9af7100b8e047 | https://www.assets.signify.com/is/content/Signify/1812983c55a940a9bcaaaf7100b8e045 |  |  |  |  | ADAM-6dcf96c3156c4b8095f9ac0d00af2c10 | https://www.docs.signify.com/assets/ies/ofmt1_ll234xpsuhe1xled240s840wb.ies | [14 empty] | ADAM-8f4a0fecee1a485ba106ac0d00af27c7 | https://www.docs.signify.com/assets/emd/ofmt2_ll234xpsuhe1xled240s840wb.ldt | ADAM-c6e40b4ba4914752963cac63008d9a24 | https://www.assets.signify.com/is/content/Signify/d6f924bcdf534e6eacd9ac63008d9a21 | ADAM-7906f3f4d6dc4cc5947bb019007852fd | https://www.assets.signify.com/is/content/Signify/df7d67f8ad3b46cd9ec1b01900786029 |  |  | L85 | L70 |  | 24000 lumen | White RAL9016 |  | <gt/>80 | 4000 K | 160 W | 150 lm/W | 50 to 60 Hz | 840 neutral white | 24000 lumen |  | 160 W | 0.95 | [5 empty] | https://www.lighting.philips.com/link/910925867548_EU/prd/aa/en
FP-910925867549 | LL234X 240S/840 2x PSU WB 5x2.5 HE | 910925867549 | 2020-04-21 00:00:00 |  |  | IP20 ¦ Finger-protected |  |  |  | 4000 K |  |  |  |  | No | [8 empty] | -20 to +35 °C |  | - W | 120 degree(s) | [5 empty] | - | Yes | Connection unit 5-pole | No | - |  | Yes | Power supply unit (On/Off) |  |  | ENEC plus mark |  | Steel |  | - |  | Temperature 850 °C, duration 30 s | Steel | IP20 ¦ Finger-protected | (0.38, 0.38) SDCM <lt/>3 | - W | 220 to 240 V | 22.5 A | 0.030 ms | 240S ¦ LED module, system flux 24000 lm |  | No | 84° x 84° | +/-10% |  | Not applicable | IK02 ¦ 0.2 J standard |  |  |  |  | 2 units |  | 11 | Polycarbonate | Wide beam |  | Frosted | Polycarbonate |  |  |  | 50 mm | 3400 mm | 80 mm |  |  |  |  | +/-10% | Safety class I | - |  | Yes |  | 22 |  |  | 5 years |  | ADAM-76022e2a65264defb8eeabe600c234e5 | https://www.assets.signify.com/is/image/PhilipsLighting/ea55350351764ca988faabe600c2380b | ADAM-ed99f2fa31fb46e9a3c8ac2f00cb538b | https://www.assets.signify.com/is/content/PhilipsLighting/fp910925867549-pss-global |  |  | ADAM-f9efaa731f504a4b8b1dabe500caf2e0 | https://www.assets.signify.com/is/image/PhilipsLighting/fea238cf5123402faf8aabe500caf2ce | ADAM-00518ede785d400291a9af7100b8e047 | https://www.assets.signify.com/is/content/Signify/1812983c55a940a9bcaaaf7100b8e045 |  |  |  |  | ADAM-6dcf96c3156c4b8095f9ac0d00af2c10 | https://www.docs.signify.com/assets/ies/ofmt1_ll234xpsuhe1xled240s840wb.ies | [14 empty] | ADAM-8f4a0fecee1a485ba106ac0d00af27c7 | https://www.docs.signify.com/assets/emd/ofmt2_ll234xpsuhe1xled240s840wb.ldt | ADAM-c6e40b4ba4914752963cac63008d9a24 | https://www.assets.signify.com/is/content/Signify/d6f924bcdf534e6eacd9ac63008d9a21 | ADAM-7906f3f4d6dc4cc5947bb019007852fd | https://www.assets.signify.com/is/content/Signify/df7d67f8ad3b46cd9ec1b01900786029 |  |  | L85 | L70 |  | 24000 lumen | White RAL9016 |  | <gt/>80 | 4000 K | 160 W | 150 lm/W | 50 to 60 Hz | 840 neutral white | 24000 lumen |  | 160 W | 0.95 | [5 empty] | https://www.lighting.philips.com/link/910925867549_EU/prd/aa/en
FP-910925867550 | LL234X 160S/840 2x PSU BV WB | 910925867550 | 2020-04-21 00:00:00 |  |  | IP20 ¦ Finger-protected |  |  |  | 4000 K |  |  |  |  | No | [8 empty] | -20 to +35 °C |  | - W | 120 degree(s) | [5 empty] | - | Yes | Push-in connector 3-pole | No | - |  | Yes | Power supply unit (On/Off) |  |  | ENEC plus mark |  | Steel |  | - |  | Temperature 850 °C, duration 30 s | Steel | IP20 ¦ Finger-protected | (0.38, 0.38) SDCM <lt/>3 | - W | 220 to 240 V | 19 A | 0.280 ms | 160S ¦ LED module, system flux 16000 lm |  | No | 84° x 84° | +/-10% |  | Not applicable | IK02 ¦ 0.2 J standard |  |  |  |  | 2 units |  | 12 | Polycarbonate | Wide beam |  | Frosted | Polycarbonate |  |  |  | 50 mm | 3400 mm | 80 mm |  |  |  |  | +/-10% | Safety class I | - |  | Yes |  | 22 |  |  | 5 years |  | ADAM-c05909a17712480aad50abf200c78a20 | https://www.assets.signify.com/is/image/Signify/75295f4472f6475db7b4abf200c78a1f | ADAM-bbbf5d9031284be8811cac2f00c0840c | https://www.assets.signify.com/is/content/PhilipsLighting/fp910925867550-pss-global |  |  | ADAM-f9efaa731f504a4b8b1dabe500caf2e0 | https://www.assets.signify.com/is/image/PhilipsLighting/fea238cf5123402faf8aabe500caf2ce | ADAM-4fbce48830c7412ca563af5100cf8a53 | https://www.assets.signify.com/is/content/Signify/76f3e9f569bd4eddb2e9af5100cf8f6d |  |  |  |  | ADAM-3f9d1526b01e46b78e94ac0d00af40f5 | https://www.docs.signify.com/assets/ies/ofmt1_ll234xpsu1xled160s840wb.ies | [14 empty] | ADAM-3daf00337b90490f9425ac0d00af3eb6 | https://www.docs.signify.com/assets/emd/ofmt2_ll234xpsu1xled160s840wb.ldt | ADAM-c6e40b4ba4914752963cac63008d9a24 | https://www.assets.signify.com/is/content/Signify/d6f924bcdf534e6eacd9ac63008d9a21 | ADAM-7906f3f4d6dc4cc5947bb019007852fd | https://www.assets.signify.com/is/content/Signify/df7d67f8ad3b46cd9ec1b01900786029 |  |  | L85 | L75 |  | 16000 lumen | White RAL9016 |  | <gt/>80 | 4000 K | 102 W | 157 lm/W | 50 to 60 Hz | 840 neutral white | 16000 lumen |  | 102 W | 0.95 | [5 empty] | https://www.lighting.philips.com/link/910925867550_EU/prd/aa/en
FP-910925867551 | LL234X 160S/840 2x PSD O 7x1.5 | 910925867551 | 2020-04-21 00:00:00 |  |  | IP20 ¦ Finger-protected |  |  |  | 4000 K |  |  |  |  | Yes | [8 empty] | -20 to +35 °C |  | - W | 120 degree(s) | [5 empty] | - | Yes | Connection unit 7-pole | No | DALI |  | Yes | Power supply unit with DALI interface |  |  | ENEC plus mark |  | Steel |  | - |  | Temperature 850 °C, duration 30 s | Steel | IP20 ¦ Finger-protected | (0.38, 0.38) SDCM <lt/>3 | - W | 220 to 240 V | 25.1 A | 0.214 ms | 160S ¦ LED module, system flux 16000 lm |  | No | 120° x 117° | +/-10% |  | 1% | IK02 ¦ 0.2 J standard |  |  |  |  | 2 units |  | 10 | Polycarbonate | Symmetrical |  | Opal | Polycarbonate |  |  |  | 50 mm | 3400 mm | 80 mm |  |  |  |  | +/-10% | Safety class I | - |  | Yes (relates to presence/ movement detection and daylight harvesting) |  | 28 |  |  | 5 years |  | ADAM-c095a06aca5046caacf8abe600c238e1 | https://www.assets.signify.com/is/image/PhilipsLighting/6d56da39515345f9a828abe600c23bf0 | ADAM-2a9a3154c59f4f5bad30ac2f00c2d836 | https://www.assets.signify.com/is/content/PhilipsLighting/fp910925867551-pss-global |  |  | ADAM-f9efaa731f504a4b8b1dabe500caf2e0 | https://www.assets.signify.com/is/image/PhilipsLighting/fea238cf5123402faf8aabe500caf2ce | ADAM-00518ede785d400291a9af7100b8e047 | https://www.assets.signify.com/is/content/Signify/1812983c55a940a9bcaaaf7100b8e045 |  |  |  |  | ADAM-5e4662cf087042a0a9c5ac0d00ae7cf5 | https://www.docs.signify.com/assets/ies/ofmt1_ll234xpsd1xled160s840o.ies | [14 empty] | ADAM-3b3f8d7a4bf4441aad19ac0d00ae7ab6 | https://www.docs.signify.com/assets/emd/ofmt2_ll234xpsd1xled160s840o.ldt | ADAM-c6e40b4ba4914752963cac63008d9a24 | https://www.assets.signify.com/is/content/Signify/d6f924bcdf534e6eacd9ac63008d9a21 | ADAM-7906f3f4d6dc4cc5947bb019007852fd | https://www.assets.signify.com/is/content/Signify/df7d67f8ad3b46cd9ec1b01900786029 |  |  | L85 | L75 |  | 15000 lumen | White RAL9016 |  | <gt/>80 | 4000 K | 100 W | 144 lm/W | 50 to 60 Hz | 840 neutral white | 15000 lumen |  | 100 W | 0.95 | [5 empty] | https://www.lighting.philips.com/link/910925867551_EU/prd/aa/en
FP-910925867552 | LL234X 160S/840 2x PSD O 7x2.5 | 910925867552 | 2020-04-21 00:00:00 |  |  | IP20 ¦ Finger-protected |  |  |  | 4000 K |  |  |  |  | Yes | [8 empty] | -20 to +35 °C |  | - W | 120 degree(s) | [5 empty] | - | Yes | Connection unit 7-pole | No | DALI |  | Yes | Power supply unit with DALI interface |  |  | ENEC plus mark |  | Steel |  | - |  | Temperature 850 °C, duration 30 s | Steel | IP20 ¦ Finger-protected | (0.38, 0.38) SDCM <lt/>3 | - W | 220 to 240 V | 25.1 A | 0.214 ms | 160S ¦ LED module, system flux 16000 lm |  | No | 120° x 117° | +/-10% |  | 1% | IK02 ¦ 0.2 J standard |  |  |  |  | 2 units |  | 10 | Polycarbonate | Symmetrical |  | Opal | Polycarbonate |  |  |  | 50 mm | 3400 mm | 80 mm |  |  |  |  | +/-10% | Safety class I | - |  | Yes (relates to presence/ movement detection and daylight harvesting) |  | 28 |  |  | 5 years |  | ADAM-76022e2a65264defb8eeabe600c234e5 | https://www.assets.signify.com/is/image/PhilipsLighting/ea55350351764ca988faabe600c2380b | ADAM-3365f1ffb43145538344ac2f00ced6dc | https://www.assets.signify.com/is/content/PhilipsLighting/fp910925867552-pss-global |  |  | ADAM-f9efaa731f504a4b8b1dabe500caf2e0 | https://www.assets.signify.com/is/image/PhilipsLighting/fea238cf5123402faf8aabe500caf2ce | ADAM-00518ede785d400291a9af7100b8e047 | https://www.assets.signify.com/is/content/Signify/1812983c55a940a9bcaaaf7100b8e045 |  |  |  |  | ADAM-5e4662cf087042a0a9c5ac0d00ae7cf5 | https://www.docs.signify.com/assets/ies/ofmt1_ll234xpsd1xled160s840o.ies | [14 empty] | ADAM-3b3f8d7a4bf4441aad19ac0d00ae7ab6 | https://www.docs.signify.com/assets/emd/ofmt2_ll234xpsd1xled160s840o.ldt | ADAM-c6e40b4ba4914752963cac63008d9a24 | https://www.assets.signify.com/is/content/Signify/d6f924bcdf534e6eacd9ac63008d9a21 | ADAM-7906f3f4d6dc4cc5947bb019007852fd | https://www.assets.signify.com/is/content/Signify/df7d67f8ad3b46cd9ec1b01900786029 |  |  | L85 | L75 |  | 15000 lumen | White RAL9016 |  | <gt/>80 | 4000 K | 100 W | 144 lm/W | 50 to 60 Hz | 840 neutral white | 15000 lumen |  | 100 W | 0.95 | [5 empty] | https://www.lighting.philips.com/link/910925867552_EU/prd/aa/en
FP-910925867553 | LL234X 160S/840 2x PSD WB 7x1.5 | 910925867553 | 2020-04-21 00:00:00 |  |  | IP20 ¦ Finger-protected |  |  |  | 4000 K |  |  |  |  | Yes | [8 empty] | -20 to +35 °C |  | - W | 120 degree(s) | [5 empty] | - | Yes | Connection unit 7-pole | No | DALI |  | Yes | Power supply unit with DALI interface |  |  | ENEC plus mark |  | Steel |  | - |  | Temperature 850 °C, duration 30 s | Steel | IP20 ¦ Finger-protected | (0.38, 0.38) SDCM <lt/>3 | - W | 220 to 240 V | 25.1 A | 0.214 ms | 160S ¦ LED module, system flux 16000 lm |  | No | 84° x 84° | +/-10% |  | 1% | IK02 ¦ 0.2 J standard |  |  |  |  | 2 units |  | 10 | Polycarbonate | Wide beam |  | Frosted | Polycarbonate |  |  |  | 50 mm | 3400 mm | 80 mm |  |  |  |  | +/-10% | Safety class I | - |  | Yes (relates to presence/ movement detection and daylight harvesting) |  | 22 |  |  | 5 years |  | ADAM-76022e2a65264defb8eeabe600c234e5 | https://www.assets.signify.com/is/image/PhilipsLighting/ea55350351764ca988faabe600c2380b | ADAM-4fffba84889a43bba9cbac2f00db54cc | https://www.assets.signify.com/is/content/PhilipsLighting/fp910925867553-pss-global |  |  | ADAM-f9efaa731f504a4b8b1dabe500caf2e0 | https://www.assets.signify.com/is/image/PhilipsLighting/fea238cf5123402faf8aabe500caf2ce | ADAM-00518ede785d400291a9af7100b8e047 | https://www.assets.signify.com/is/content/Signify/1812983c55a940a9bcaaaf7100b8e045 |  |  |  |  | ADAM-6f58c3ee80a8447d8738ac0d00ae34fe | https://www.docs.signify.com/assets/ies/ofmt1_ll234xpsd1xled160s840wb.ies | [14 empty] | ADAM-a9f544d5150c467abf20ac0d00ae310d | https://www.docs.signify.com/assets/emd/ofmt2_ll234xpsd1xled160s840wb.ldt | ADAM-c6e40b4ba4914752963cac63008d9a24 | https://www.assets.signify.com/is/content/Signify/d6f924bcdf534e6eacd9ac63008d9a21 | ADAM-7906f3f4d6dc4cc5947bb019007852fd | https://www.assets.signify.com/is/content/Signify/df7d67f8ad3b46cd9ec1b01900786029 |  |  | L85 | L75 |  | 16000 lumen | White RAL9016 |  | <gt/>80 | 4000 K | 100 W | 160 lm/W | 50 to 60 Hz | 840 neutral white | 16000 lumen |  | 100 W | 0.95 | [5 empty] | https://www.lighting.philips.com/link/910925867553_EU/prd/aa/en
FP-910925867554 | LL234X 160S/840 2x PSD WB 7x2.5 | 910925867554 | 2020-04-21 00:00:00 |  |  | IP20 ¦ Finger-protected |  |  |  | 4000 K |  |  |  |  | Yes | [8 empty] | -20 to +35 °C |  | - W | 120 degree(s) | [5 empty] | - | Yes | Connection unit 7-pole | No | DALI |  | Yes | Power supply unit with DALI interface |  |  | ENEC plus mark |  | Steel |  | - |  | Temperature 850 °C, duration 30 s | Steel | IP20 ¦ Finger-protected | (0.38, 0.38) SDCM <lt/>3 | - W | 220 to 240 V | 25.1 A | 0.214 ms | 160S ¦ LED module, system flux 16000 lm |  | No | 84° x 84° | +/-10% |  | 1% | IK02 ¦ 0.2 J standard |  |  |  |  | 2 units |  | 10 | Polycarbonate | Wide beam |  | Frosted | Polycarbonate |  |  |  | 50 mm | 3400 mm | 80 mm |  |  |  |  | +/-10% | Safety class I | - |  | Yes (relates to presence/ movement detection and daylight harvesting) |  | 22 |  |  | 5 years |  | ADAM-76022e2a65264defb8eeabe600c234e5 | https://www.assets.signify.com/is/image/PhilipsLighting/ea55350351764ca988faabe600c2380b | ADAM-b5c0072479be4e20a755ac2f00e5f830 | https://www.assets.signify.com/is/content/PhilipsLighting/fp910925867554-pss-global |  |  | ADAM-f9efaa731f504a4b8b1dabe500caf2e0 | https://www.assets.signify.com/is/image/PhilipsLighting/fea238cf5123402faf8aabe500caf2ce | ADAM-00518ede785d400291a9af7100b8e047 | https://www.assets.signify.com/is/content/Signify/1812983c55a940a9bcaaaf7100b8e045 |  |  |  |  | ADAM-6f58c3ee80a8447d8738ac0d00ae34fe | https://www.docs.signify.com/assets/ies/ofmt1_ll234xpsd1xled160s840wb.ies | [14 empty] | ADAM-a9f544d5150c467abf20ac0d00ae310d | https://www.docs.signify.com/assets/emd/ofmt2_ll234xpsd1xled160s840wb.ldt | ADAM-c6e40b4ba4914752963cac63008d9a24 | https://www.assets.signify.com/is/content/Signify/d6f924bcdf534e6eacd9ac63008d9a21 | ADAM-7906f3f4d6dc4cc5947bb019007852fd | https://www.assets.signify.com/is/content/Signify/df7d67f8ad3b46cd9ec1b01900786029 |  |  | L85 | L75 |  | 16000 lumen | White RAL9016 |  | <gt/>80 | 4000 K | 100 W | 160 lm/W | 50 to 60 Hz | 840 neutral white | 16000 lumen |  | 100 W | 0.95 | [5 empty] | https://www.lighting.philips.com/link/910925867554_EU/prd/aa/en
FP-910925867556 | LL234X 160S/840 2x PSU O 5x1.5 | 910925867556 | 2020-04-21 00:00:00 |  |  | IP20 ¦ Finger-protected |  |  |  | 4000 K |  |  |  |  | No | [8 empty] | -20 to +35 °C |  | - W | 120 degree(s) | [5 empty] | - | Yes | Connection unit 5-pole | No | - |  | Yes | Power supply unit (On/Off) |  |  | ENEC plus mark |  | Steel |  | - |  | Temperature 850 °C, duration 30 s | Steel | IP20 ¦ Finger-protected | (0.38, 0.38) SDCM <lt/>3 | - W | 220 to 240 V | 19 A | 0.280 ms | 160S ¦ LED module, system flux 16000 lm |  | No | 120° x 117° | +/-10% |  | Not applicable | IK02 ¦ 0.2 J standard |  |  |  |  | 2 units |  | 12 | Polycarbonate | Symmetrical |  | Opal | Polycarbonate |  |  |  | 50 mm | 3400 mm | 80 mm |  |  |  |  | +/-10% | Safety class I | - |  | Yes |  | 28 |  |  | 5 years |  | ADAM-c095a06aca5046caacf8abe600c238e1 | https://www.assets.signify.com/is/image/PhilipsLighting/6d56da39515345f9a828abe600c23bf0 | ADAM-bfb990f74ed84368b150ac2f00c2d0b5 | https://www.assets.signify.com/is/content/PhilipsLighting/fp910925867556-pss-global |  |  | ADAM-f9efaa731f504a4b8b1dabe500caf2e0 | https://www.assets.signify.com/is/image/PhilipsLighting/fea238cf5123402faf8aabe500caf2ce | ADAM-00518ede785d400291a9af7100b8e047 | https://www.assets.signify.com/is/content/Signify/1812983c55a940a9bcaaaf7100b8e045 |  |  |  |  | ADAM-d1d0996ca7e14a449621ac0d00af5a86 | https://www.docs.signify.com/assets/ies/ofmt1_ll234xpsu1xled160s840o.ies | [14 empty] | ADAM-5fd2ddd2e5dd4c23bebeac0d00af577c | https://www.docs.signify.com/assets/emd/ofmt2_ll234xpsu1xled160s840o.ldt | ADAM-c6e40b4ba4914752963cac63008d9a24 | https://www.assets.signify.com/is/content/Signify/d6f924bcdf534e6eacd9ac63008d9a21 | ADAM-7906f3f4d6dc4cc5947bb019007852fd | https://www.assets.signify.com/is/content/Signify/df7d67f8ad3b46cd9ec1b01900786029 |  |  | L85 | L75 |  | 15000 lumen | White RAL9016 |  | <gt/>80 | 4000 K | 102 W | 141 lm/W | 50 to 60 Hz | 840 neutral white | 15000 lumen |  | 102 W | 0.95 | [5 empty] | https://www.lighting.philips.com/link/910925867556_EU/prd/aa/en
FP-910925867557 | LL234X 160S/840 2x PSU O 5x2.5 | 910925867557 | 2020-04-21 00:00:00 |  |  | IP20 ¦ Finger-protected |  |  |  | 4000 K |  |  |  |  | No | [8 empty] | -20 to +35 °C |  | - W | 120 degree(s) | [5 empty] | - | Yes | Connection unit 5-pole | No | - |  | Yes | Power supply unit (On/Off) |  |  | ENEC plus mark |  | Steel |  | - |  | Temperature 850 °C, duration 30 s | Steel | IP20 ¦ Finger-protected | (0.38, 0.38) SDCM <lt/>3 | - W | 220 to 240 V | 19 A | 0.280 ms | 160S ¦ LED module, system flux 16000 lm |  | No | 120° x 117° | +/-10% |  | Not applicable | IK02 ¦ 0.2 J standard |  |  |  |  | 2 units |  | 12 | Polycarbonate | Symmetrical |  | Opal | Polycarbonate |  |  |  | 50 mm | 3400 mm | 80 mm |  |  |  |  | +/-10% | Safety class I | - |  | Yes |  | 28 |  |  | 5 years |  | ADAM-c095a06aca5046caacf8abe600c238e1 | https://www.assets.signify.com/is/image/PhilipsLighting/6d56da39515345f9a828abe600c23bf0 | ADAM-61365f7fe1214a6e98aaac2f00c2d1f4 | https://www.assets.signify.com/is/content/PhilipsLighting/fp910925867557-pss-global |  |  | ADAM-f9efaa731f504a4b8b1dabe500caf2e0 | https://www.assets.signify.com/is/image/PhilipsLighting/fea238cf5123402faf8aabe500caf2ce | ADAM-00518ede785d400291a9af7100b8e047 | https://www.assets.signify.com/is/content/Signify/1812983c55a940a9bcaaaf7100b8e045 |  |  |  |  | ADAM-d1d0996ca7e14a449621ac0d00af5a86 | https://www.docs.signify.com/assets/ies/ofmt1_ll234xpsu1xled160s840o.ies | [14 empty] | ADAM-5fd2ddd2e5dd4c23bebeac0d00af577c | https://www.docs.signify.com/assets/emd/ofmt2_ll234xpsu1xled160s840o.ldt | ADAM-c6e40b4ba4914752963cac63008d9a24 | https://www.assets.signify.com/is/content/Signify/d6f924bcdf534e6eacd9ac63008d9a21 | ADAM-7906f3f4d6dc4cc5947bb019007852fd | https://www.assets.signify.com/is/content/Signify/df7d67f8ad3b46cd9ec1b01900786029 |  |  | L85 | L75 |  | 15000 lumen | White RAL9016 |  | <gt/>80 | 4000 K | 102 W | 141 lm/W | 50 to 60 Hz | 840 neutral white | 15000 lumen |  | 102 W | 0.95 | [5 empty] | https://www.lighting.philips.com/link/910925867557_EU/prd/aa/en
FP-910925867558 | LL234X 160S/840 2x PSU WB 5x1.5 | 910925867558 | 2020-04-21 00:00:00 |  |  | IP20 ¦ Finger-protected |  |  |  | 4000 K |  |  |  |  | No | [8 empty] | -20 to +35 °C |  | - W | 120 degree(s) | [5 empty] | - | Yes | Connection unit 5-pole | No | - |  | Yes | Power supply unit (On/Off) |  |  | ENEC plus mark |  | Steel |  | - |  | Temperature 850 °C, duration 30 s | Steel | IP20 ¦ Finger-protected | (0.38, 0.38) SDCM <lt/>3 | - W | 220 to 240 V | 19 A | 0.280 ms | 160S ¦ LED module, system flux 16000 lm |  | No | 84° x 84° | +/-10% |  | Not applicable | IK02 ¦ 0.2 J standard |  |  |  |  | 2 units |  | 12 | Polycarbonate | Wide beam |  | Frosted | Polycarbonate |  |  |  | 50 mm | 3400 mm | 80 mm |  |  |  |  | +/-10% | Safety class I | - |  | Yes |  | 22 |  |  | 5 years |  | ADAM-76022e2a65264defb8eeabe600c234e5 | https://www.assets.signify.com/is/image/PhilipsLighting/ea55350351764ca988faabe600c2380b | ADAM-3581f7e8a17a4e5380a2ac2f012af0d5 | https://www.assets.signify.com/is/content/PhilipsLighting/fp910925867558-pss-global |  |  | ADAM-f9efaa731f504a4b8b1dabe500caf2e0 | https://www.assets.signify.com/is/image/PhilipsLighting/fea238cf5123402faf8aabe500caf2ce | ADAM-00518ede785d400291a9af7100b8e047 | https://www.assets.signify.com/is/content/Signify/1812983c55a940a9bcaaaf7100b8e045 |  |  |  |  | ADAM-3f9d1526b01e46b78e94ac0d00af40f5 | https://www.docs.signify.com/assets/ies/ofmt1_ll234xpsu1xled160s840wb.ies | [14 empty] | ADAM-3daf00337b90490f9425ac0d00af3eb6 | https://www.docs.signify.com/assets/emd/ofmt2_ll234xpsu1xled160s840wb.ldt | ADAM-c6e40b4ba4914752963cac63008d9a24 | https://www.assets.signify.com/is/content/Signify/d6f924bcdf534e6eacd9ac63008d9a21 | ADAM-7906f3f4d6dc4cc5947bb019007852fd | https://www.assets.signify.com/is/content/Signify/df7d67f8ad3b46cd9ec1b01900786029 |  |  | L85 | L75 |  | 16000 lumen | White RAL9016 |  | <gt/>80 | 4000 K | 102 W | 157 lm/W | 50 to 60 Hz | 840 neutral white | 16000 lumen |  | 102 W | 0.95 | [5 empty] | https://www.lighting.philips.com/link/910925867558_EU/prd/aa/en
FP-910925867559 | LL234X 160S/840 2x PSU WB 5x2.5 | 910925867559 | 2020-04-21 00:00:00 |  |  | IP20 ¦ Finger-protected |  |  |  | 4000 K |  |  |  |  | No | [8 empty] | -20 to +35 °C |  | - W | 120 degree(s) | [5 empty] | - | Yes | Connection unit 5-pole | No | - |  | Yes | Power supply unit (On/Off) |  |  | ENEC plus mark |  | Steel |  | - |  | Temperature 850 °C, duration 30 s | Steel | IP20 ¦ Finger-protected | (0.38, 0.38) SDCM <lt/>3 | - W | 220 to 240 V | 19 A | 0.280 ms | 160S ¦ LED module, system flux 16000 lm |  | No | 84° x 84° | +/-10% |  | Not applicable | IK02 ¦ 0.2 J standard |  |  |  |  | 2 units |  | 12 | Polycarbonate | Wide beam |  | Frosted | Polycarbonate |  |  |  | 50 mm | 3400 mm | 80 mm |  |  |  |  | +/-10% | Safety class I | - |  | Yes |  | 22 |  |  | 5 years |  | ADAM-76022e2a65264defb8eeabe600c234e5 | https://www.assets.signify.com/is/image/PhilipsLighting/ea55350351764ca988faabe600c2380b | ADAM-01987d0528134dd18e64ac2f00c6447e | https://www.assets.signify.com/is/content/PhilipsLighting/fp910925867559-pss-global |  |  | ADAM-f9efaa731f504a4b8b1dabe500caf2e0 | https://www.assets.signify.com/is/image/PhilipsLighting/fea238cf5123402faf8aabe500caf2ce | ADAM-00518ede785d400291a9af7100b8e047 | https://www.assets.signify.com/is/content/Signify/1812983c55a940a9bcaaaf7100b8e045 |  |  |  |  | ADAM-3f9d1526b01e46b78e94ac0d00af40f5 | https://www.docs.signify.com/assets/ies/ofmt1_ll234xpsu1xled160s840wb.ies | [14 empty] | ADAM-3daf00337b90490f9425ac0d00af3eb6 | https://www.docs.signify.com/assets/emd/ofmt2_ll234xpsu1xled160s840wb.ldt | ADAM-c6e40b4ba4914752963cac63008d9a24 | https://www.assets.signify.com/is/content/Signify/d6f924bcdf534e6eacd9ac63008d9a21 | ADAM-7906f3f4d6dc4cc5947bb019007852fd | https://www.assets.signify.com/is/content/Signify/df7d67f8ad3b46cd9ec1b01900786029 |  |  | L85 | L75 |  | 16000 lumen | White RAL9016 |  | <gt/>80 | 4000 K | 102 W | 157 lm/W | 50 to 60 Hz | 840 neutral white | 16000 lumen |  | 102 W | 0.95 | [5 empty] | https://www.lighting.philips.com/link/910925867559_EU/prd/aa/en
FP-910925867560 | LL217X 80S/840 1x PSD WB 7x1.5 HE | 910925867560 | 2020-04-21 00:00:00 |  |  | IP20 ¦ Finger-protected |  |  |  | 4000 K |  |  |  |  | Yes | [8 empty] | -20 to +35 °C |  | - W | 120 degree(s) | [5 empty] | - | Yes | Connection unit 7-pole | No | DALI |  | Yes | Power supply unit with DALI interface |  |  | ENEC plus mark |  | Steel |  | - |  | Temperature 850 °C, duration 30 s | Steel | IP20 ¦ Finger-protected | (0.38, 0.38) SDCM <lt/>3 | - W | 220 to 240 V | 25.1 A | 0.214 ms | 80S ¦ LED Module, system flux 8000 lm |  | No | 84° x 84° | +/-10% |  | 1% | IK02 ¦ 0.2 J standard |  |  |  |  | 1 unit |  | 21 | Polycarbonate | Wide beam |  | Frosted | Polycarbonate |  |  |  | 50 mm | 1700 mm | 80 mm |  |  |  |  | +/-10% | Safety class I | - |  | Yes (relates to presence/ movement detection and daylight harvesting) |  | 22 |  |  | 5 years |  | ADAM-76022e2a65264defb8eeabe600c234e5 | https://www.assets.signify.com/is/image/PhilipsLighting/ea55350351764ca988faabe600c2380b | ADAM-12d22538fdd14dc3af7dac2f00e3f629 | https://www.assets.signify.com/is/content/PhilipsLighting/fp910925867560-pss-global |  |  | ADAM-eb8950c5ecbb459aa6c3abe500c97615 | https://www.assets.signify.com/is/image/PhilipsLighting/78e1b0b7ed444fb5bc3dabe500c97613 | ADAM-00518ede785d400291a9af7100b8e047 | https://www.assets.signify.com/is/content/Signify/1812983c55a940a9bcaaaf7100b8e045 |  |  |  |  | ADAM-965c17d9d39c4b309e33ac0d00adce6b | https://www.docs.signify.com/assets/ies/ofmt1_ll217xpsdhe1xled80s840wb.ies | [14 empty] | ADAM-f6774f46ec6c4ffab31dac0d00adcb87 | https://www.docs.signify.com/assets/emd/ofmt2_ll217xpsdhe1xled80s840wb.ldt | ADAM-c6e40b4ba4914752963cac63008d9a24 | https://www.assets.signify.com/is/content/Signify/d6f924bcdf534e6eacd9ac63008d9a21 | ADAM-7906f3f4d6dc4cc5947bb019007852fd | https://www.assets.signify.com/is/content/Signify/df7d67f8ad3b46cd9ec1b01900786029 |  |  | L85 | L75 |  | 8000 lumen | White RAL9016 |  | <gt/>80 | 4000 K | 48.5 W | 165 lm/W | 50 to 60 Hz | 840 neutral white | 8000 lumen |  | 48.5 W | 0.95 | [5 empty] | https://www.lighting.philips.com/link/910925867560_EU/prd/aa/en
FP-910925867561 | LL234X 90S/840 2x PSD WB 7x1.5 | 910925867561 | 2020-04-21 00:00:00 |  |  | IP20 ¦ Finger-protected |  |  |  | 4000 K |  |  |  |  | Yes | [8 empty] | -20 to +35 °C |  | - W | 120 degree(s) | [5 empty] | - | Yes | Connection unit 7-pole | No | DALI |  | Yes | Power supply unit with DALI interface |  |  | ENEC plus mark |  | Steel |  | - |  | Temperature 850 °C, duration 30 s | Steel | IP20 ¦ Finger-protected | (0.38, 0.38) SDCM <lt/>3 | - W | 220 to 240 V | 23.1 A | 0.221 ms | 90S ¦ LED module, system flux 9000 lm |  | No | 84° x 84° | +/-10% |  | 1% | IK02 ¦ 0.2 J standard |  |  |  |  | 2 units |  | 11 | Polycarbonate | Wide beam |  | Frosted | Polycarbonate |  |  |  | 50 mm | 3400 mm | 80 mm |  |  |  |  | +/-10% | Safety class I | - |  | Yes (relates to presence/ movement detection and daylight harvesting) |  | 19 |  |  | 5 years |  | ADAM-76022e2a65264defb8eeabe600c234e5 | https://www.assets.signify.com/is/image/PhilipsLighting/ea55350351764ca988faabe600c2380b | ADAM-32a1950d200945268c11ac2f00ce20e3 | https://www.assets.signify.com/is/content/PhilipsLighting/fp910925867561-pss-global |  |  | ADAM-f9efaa731f504a4b8b1dabe500caf2e0 | https://www.assets.signify.com/is/image/PhilipsLighting/fea238cf5123402faf8aabe500caf2ce | ADAM-00518ede785d400291a9af7100b8e047 | https://www.assets.signify.com/is/content/Signify/1812983c55a940a9bcaaaf7100b8e045 |  |  |  |  | ADAM-898a4286da734dc4ada9ac0d00ae59f3 | https://www.docs.signify.com/assets/ies/ofmt1_ll234xpsd1xled90s840wb.ies | [14 empty] | ADAM-9d91e5bb322d42d5baffac0d00ae5522 | https://www.docs.signify.com/assets/emd/ofmt2_ll234xpsd1xled90s840wb.ldt | ADAM-c6e40b4ba4914752963cac63008d9a24 | https://www.assets.signify.com/is/content/Signify/d6f924bcdf534e6eacd9ac63008d9a21 | ADAM-7906f3f4d6dc4cc5947bb019007852fd | https://www.assets.signify.com/is/content/Signify/df7d67f8ad3b46cd9ec1b01900786029 |  |  | L85 | L75 |  | 9000 lumen | White RAL9016 |  | <gt/>80 | 4000 K | 55 W | 164 lm/W | 50 to 60 Hz | 840 neutral white | 9000 lumen |  | 55 W | 0.95 | [5 empty] | https://www.lighting.philips.com/link/910925867561_EU/prd/aa/en
FP-910925867562 | LL200Z MB-SW 2xEP CU7 WH | 910925867562 | 2020-05-07 00:00:00 |  |  | IP20 ¦ Finger-protected | [16 empty] | White |  | - | [25 empty] | IP20 ¦ Finger-protected |  |  | 220 to 240 V | [7 empty] | Steel |  | IK02 ¦ 0.2 J standard | [15 empty] | 50 mm | 267 mm | 80 mm | [5 empty] | Safety class I | [9 empty] | ADAM-92df21c3ddb74f59a3feabe600c23cd9 | https://www.assets.signify.com/is/image/PhilipsLighting/0e23d63e7ac74b57a1c8abe600c23f92 | ADAM-8c933d43592d436383deac2f00c9dafe | https://www.assets.signify.com/is/content/PhilipsLighting/fp910925867562-pss-global |  |  | ADAM-109f85000d4c45df9be7abe500cc5cf9 | https://www.assets.signify.com/is/image/PhilipsLighting/830b6b3803bc4f0591c5abe500cc5cf6 | [24 empty] | ADAM-c6e40b4ba4914752963cac63008d9a24 | https://www.assets.signify.com/is/content/Signify/d6f924bcdf534e6eacd9ac63008d9a21 | ADAM-7906f3f4d6dc4cc5947bb019007852fd | https://www.assets.signify.com/is/content/Signify/df7d67f8ad3b46cd9ec1b01900786029 | [12 empty] | 50 to 60 Hz | [10 empty] | https://www.lighting.philips.com/link/910925867562_EU/prd/aa/en
FP-910925867563 | LL200Z MB-SW 2xEP CU9 WH | 910925867563 | 2020-05-07 00:00:00 |  |  | IP20 ¦ Finger-protected | [16 empty] | White |  | - | [25 empty] | IP20 ¦ Finger-protected |  |  | 220 to 240 V | [7 empty] | Steel |  | IK02 ¦ 0.2 J standard | [15 empty] | 50 mm | 267 mm | 80 mm | [5 empty] | Safety class I | [9 empty] | ADAM-92df21c3ddb74f59a3feabe600c23cd9 | https://www.assets.signify.com/is/image/PhilipsLighting/0e23d63e7ac74b57a1c8abe600c23f92 | ADAM-49b9e9a801c941ffa4a0ac6b001c4be0 | https://www.assets.signify.com/is/content/PhilipsLighting/fp910925867563-pss-global | [28 empty] | ADAM-c6e40b4ba4914752963cac63008d9a24 | https://www.assets.signify.com/is/content/Signify/d6f924bcdf534e6eacd9ac63008d9a21 | ADAM-7906f3f4d6dc4cc5947bb019007852fd | https://www.assets.signify.com/is/content/Signify/df7d67f8ad3b46cd9ec1b01900786029 | [12 empty] | 50 to 60 Hz | [10 empty] | https://www.lighting.philips.com/link/910925867563_EU/prd/aa/en
FP-910925867564 | LL200Z EC7-M-F (5PCS) | 910925867564 | 2020-05-07 00:00:00 |  |  | - | [16 empty] | White |  | - | [25 empty] | - |  |  | - V | [7 empty] | Polyamide |  | - | [15 empty] | 18 mm | 39 mm | 35 mm | [5 empty] | - | [9 empty] | ADAM-131985936f8d41d0b384ac1c005a12bc | https://www.assets.signify.com/is/image/PhilipsLighting/7a7e74d23ded445ebfd1ac1c005a14c3 | ADAM-d7e046059c7e4d5eaa6dac2f00db42ff | https://www.assets.signify.com/is/content/PhilipsLighting/fp910925867564-pss-global |  |  | ADAM-146077e6093b45e18964a8e40077400c | https://www.assets.signify.com/is/image/PhilipsLighting/3f88ed2bd55c485fbca7a8e400774150 | [24 empty] | ADAM-c6e40b4ba4914752963cac63008d9a24 | https://www.assets.signify.com/is/content/Signify/d6f924bcdf534e6eacd9ac63008d9a21 | ADAM-7906f3f4d6dc4cc5947bb019007852fd | https://www.assets.signify.com/is/content/Signify/df7d67f8ad3b46cd9ec1b01900786029 | [12 empty] | - Hz | [10 empty] | https://www.lighting.philips.com/link/910925867564_EU/prd/aa/en
FP-910925867565 | LL200Z EC9-M-F (4PCS) | 910925867565 | 2020-05-07 00:00:00 |  |  | - | [16 empty] | - |  | - | [25 empty] | - |  |  | - V | [7 empty] | Polycarbonate |  | - | [15 empty] | 12 mm | 60 mm | 40 mm | [5 empty] | - | [41 empty] | ADAM-c6e40b4ba4914752963cac63008d9a24 | https://www.assets.signify.com/is/content/Signify/d6f924bcdf534e6eacd9ac63008d9a21 | ADAM-7906f3f4d6dc4cc5947bb019007852fd | https://www.assets.signify.com/is/content/Signify/df7d67f8ad3b46cd9ec1b01900786029 | [12 empty] | - Hz | [10 empty] | https://www.lighting.philips.com/link/910925867565_EU/prd/aa/en
FP-910925867566 | LL200Z MB-SW WH (2PCS) | 910925867566 | 2020-05-07 00:00:00 |  |  | - | [16 empty] | White |  | - | [25 empty] | - |  |  | - V | [7 empty] | Steel |  | - | [15 empty] | 62 mm | 40 mm | 67 mm | [5 empty] | - | [9 empty] | ADAM-571033 | https://www.assets.signify.com/is/image/Signify/6af2111d462740d39841a4a400b7f480 | ADAM-254796fc7e0d4a628969ac2f0125f078 | https://www.assets.signify.com/is/content/PhilipsLighting/fp910925867566-pss-global |  |  | ADAM-5b25a214d9d94a7ea423a8e400774966 | https://www.assets.signify.com/is/image/PhilipsLighting/1d7e715218274662be38a8e400774b4f | [24 empty] | ADAM-c6e40b4ba4914752963cac63008d9a24 | https://www.assets.signify.com/is/content/Signify/d6f924bcdf534e6eacd9ac63008d9a21 | ADAM-7906f3f4d6dc4cc5947bb019007852fd | https://www.assets.signify.com/is/content/Signify/df7d67f8ad3b46cd9ec1b01900786029 | [12 empty] | - Hz | [10 empty] | https://www.lighting.philips.com/link/910925867566_EU/prd/aa/en
FP-910925867567 | LL200Z CB WH (5PCS) | 910925867567 | 2020-05-07 00:00:00 |  |  | - | [16 empty] | White |  | - | [25 empty] | - |  |  | - V | [7 empty] | Steel |  | - | [15 empty] | 115 mm | 40 mm | 67 mm | [5 empty] | - | [9 empty] | ADAM-331d7ccd233147039a1cac1c005a0c33 | https://www.assets.signify.com/is/image/PhilipsLighting/9f7acb3edc464663b050ac1c005a1106 | ADAM-ac61175c4d6642aea071ac2f00e5cc00 | https://www.assets.signify.com/is/content/PhilipsLighting/fp910925867567-pss-global |  |  | ADAM-97f8bd7a153445f98d87a8e400773cf0 | https://www.assets.signify.com/is/image/PhilipsLighting/a23087eee6184c28ad27a8e400773e31 | [24 empty] | ADAM-c6e40b4ba4914752963cac63008d9a24 | https://www.assets.signify.com/is/content/Signify/d6f924bcdf534e6eacd9ac63008d9a21 | ADAM-7906f3f4d6dc4cc5947bb019007852fd | https://www.assets.signify.com/is/content/Signify/df7d67f8ad3b46cd9ec1b01900786029 | [12 empty] | - Hz | [10 empty] | https://www.lighting.philips.com/link/910925867567_EU/prd/aa/en
FP-910925867568 | LL200Z SMB WH (5PCS) | 910925867568 | 2020-05-07 00:00:00 |  |  | - | [16 empty] | White |  | - | [25 empty] | - |  |  | - V | [7 empty] | Steel |  | - | [15 empty] | 37 mm | 40 mm | 67 mm | [5 empty] | - | [9 empty] | ADAM-b27a7322768a439991d5ac1c005a15cb | https://www.assets.signify.com/is/image/PhilipsLighting/f65d3dcbdf2b459fb73bac1c005a19b5 | ADAM-3f5803ab5488424a9e19ac2f010defe0 | https://www.assets.signify.com/is/content/PhilipsLighting/fp910925867568-pss-global |  |  | ADAM-137e46a134c0476691eea8e400775b6c | https://www.assets.signify.com/is/image/PhilipsLighting/371d5520325f494ca875a8e400775cd6 | [24 empty] | ADAM-c6e40b4ba4914752963cac63008d9a24 | https://www.assets.signify.com/is/content/Signify/d6f924bcdf534e6eacd9ac63008d9a21 | ADAM-7906f3f4d6dc4cc5947bb019007852fd | https://www.assets.signify.com/is/content/Signify/df7d67f8ad3b46cd9ec1b01900786029 | [12 empty] | - Hz | [10 empty] | https://www.lighting.philips.com/link/910925867568_EU/prd/aa/en
FP-910925867569 | LL200Z PB WH (5PCS) | 910925867569 | 2020-05-07 00:00:00 |  |  | - | [16 empty] | White |  | - | [25 empty] | - |  |  | - V | [7 empty] | Steel |  | - | [15 empty] | 45 mm | 41 mm | 40 mm | [5 empty] | - | [9 empty] | ADAM-c05909a17712480aad50abf200c78a20 | https://www.assets.signify.com/is/image/Signify/75295f4472f6475db7b4abf200c78a1f | ADAM-2ab781fbedcb4ce883a7ac6d012737e8 | https://www.assets.signify.com/is/content/PhilipsLighting/fp910925867569-pss-global | [28 empty] | ADAM-c6e40b4ba4914752963cac63008d9a24 | https://www.assets.signify.com/is/content/Signify/d6f924bcdf534e6eacd9ac63008d9a21 | ADAM-7906f3f4d6dc4cc5947bb019007852fd | https://www.assets.signify.com/is/content/Signify/df7d67f8ad3b46cd9ec1b01900786029 | [12 empty] | - Hz | [10 empty] | https://www.lighting.philips.com/link/910925867569_EU/prd/aa/en
FP-910925867570 | LL200Z SW2-1250 | 910925867570 | 2020-05-07 00:00:00 |  |  | - | [16 empty] | Steel |  | - | [25 empty] | - |  |  | - V | [7 empty] | Stainless steel |  | - | [15 empty] | 2 mm | 1250 mm | [6 empty] | - | [9 empty] | ADAM-4d7e2ef6fad249baad88ac1c005a1c78 | https://www.assets.signify.com/is/image/PhilipsLighting/4cabb0ee61b44f0e95a8ac1c005a1e41 | ADAM-2e72b84135d0457cb05fac2f01226edb | https://www.assets.signify.com/is/content/PhilipsLighting/fp910925867570-pss-global |  |  | ADAM-c758826bdc904927bf19a8e400775f25 | https://www.assets.signify.com/is/image/PhilipsLighting/6975c638c4324c8bbdc0a8e4007760ac | [24 empty] | ADAM-c6e40b4ba4914752963cac63008d9a24 | https://www.assets.signify.com/is/content/Signify/d6f924bcdf534e6eacd9ac63008d9a21 | ADAM-7906f3f4d6dc4cc5947bb019007852fd | https://www.assets.signify.com/is/content/Signify/df7d67f8ad3b46cd9ec1b01900786029 | [12 empty] | - Hz | [10 empty] | https://www.lighting.philips.com/link/910925867570_EU/prd/aa/en
FP-910925867571 | LL200Z SW2-3000 | 910925867571 | 2020-05-07 00:00:00 |  |  | - | [16 empty] | Steel |  | - | [25 empty] | - |  |  | - V | [7 empty] | Stainless steel |  | - | [15 empty] | 2 mm | 3000 mm | [6 empty] | - | [9 empty] | ADAM-4d7e2ef6fad249baad88ac1c005a1c78 | https://www.assets.signify.com/is/image/PhilipsLighting/4cabb0ee61b44f0e95a8ac1c005a1e41 | ADAM-7dc67e7d52eb4a308eeeac2f010a0998 | https://www.assets.signify.com/is/content/PhilipsLighting/fp910925867571-pss-global |  |  | ADAM-5a37fadebb29457683c6a8e400776251 | https://www.assets.signify.com/is/image/PhilipsLighting/d7d71e96ee7b444b888da8e400776343 | [24 empty] | ADAM-c6e40b4ba4914752963cac63008d9a24 | https://www.assets.signify.com/is/content/Signify/d6f924bcdf534e6eacd9ac63008d9a21 | ADAM-7906f3f4d6dc4cc5947bb019007852fd | https://www.assets.signify.com/is/content/Signify/df7d67f8ad3b46cd9ec1b01900786029 | [12 empty] | - Hz | [10 empty] | https://www.lighting.philips.com/link/910925867571_EU/prd/aa/en
FP-910925867572 | LL200Z SW2-5000 | 910925867572 | 2020-05-07 00:00:00 |  |  | - | [16 empty] | Steel |  | - | [25 empty] | - |  |  | - V | [7 empty] | Stainless steel |  | - | [15 empty] | 2 mm | 5000 mm | [6 empty] | - | [9 empty] | ADAM-4d7e2ef6fad249baad88ac1c005a1c78 | https://www.assets.signify.com/is/image/PhilipsLighting/4cabb0ee61b44f0e95a8ac1c005a1e41 | ADAM-03927ddf451142ffad24ac2f012a047f | https://www.assets.signify.com/is/content/PhilipsLighting/fp910925867572-pss-global |  |  | ADAM-e73c5dbdf10246e19b80a8e40077678a | https://www.assets.signify.com/is/image/PhilipsLighting/cbb3016196c04d17be19a8e400776bf4 | [24 empty] | ADAM-c6e40b4ba4914752963cac63008d9a24 | https://www.assets.signify.com/is/content/Signify/d6f924bcdf534e6eacd9ac63008d9a21 | ADAM-7906f3f4d6dc4cc5947bb019007852fd | https://www.assets.signify.com/is/content/Signify/df7d67f8ad3b46cd9ec1b01900786029 | [12 empty] | - Hz | [10 empty] | https://www.lighting.philips.com/link/910925867572_EU/prd/aa/en
FP-910925867573 | LL200Z EP WH (6PCS) | 910925867573 | 2020-05-07 00:00:00 |  |  | - | [16 empty] | White |  | - | [25 empty] | - |  |  | - V | [7 empty] | Polycarbonate |  | - | [15 empty] | 43 mm | 7 mm | 80 mm | [5 empty] | - | [9 empty] | ADAM-885d9ad396b640ce9efbacb70072fb40 | https://www.assets.signify.com/is/image/Signify/654df17aefcb4dcbad70acb70072fb3e | ADAM-d646ccff15084570af1bacb8004c8349 | https://www.assets.signify.com/is/content/Signify/fp910925867573-pss-global | [28 empty] | ADAM-c6e40b4ba4914752963cac63008d9a24 | https://www.assets.signify.com/is/content/Signify/d6f924bcdf534e6eacd9ac63008d9a21 | ADAM-7906f3f4d6dc4cc5947bb019007852fd | https://www.assets.signify.com/is/content/Signify/df7d67f8ad3b46cd9ec1b01900786029 | [12 empty] | - Hz | [10 empty] | https://www.lighting.philips.com/link/910925867573_EU/prd/aa/en
FP-910925867574 | LL200Z SMB-TPM SET | 910925867574 | 2020-05-07 00:00:00 |  |  | - | [16 empty] | Steel |  | - | [25 empty] | - |  |  | - V | [7 empty] | Steel |  | - | [15 empty] | 5 mm | 55 mm | 25 mm | [5 empty] | - | [41 empty] | ADAM-c6e40b4ba4914752963cac63008d9a24 | https://www.assets.signify.com/is/content/Signify/d6f924bcdf534e6eacd9ac63008d9a21 | ADAM-7906f3f4d6dc4cc5947bb019007852fd | https://www.assets.signify.com/is/content/Signify/df7d67f8ad3b46cd9ec1b01900786029 | [12 empty] | - Hz | [10 empty] | https://www.lighting.philips.com/link/910925867574_EU/prd/aa/en
FP-910925867575 | LL200Z SMB 2xEP CU7 WH | 910925867575 | 2020-05-07 00:00:00 |  |  | - | [16 empty] | Steel |  | - | [25 empty] | - |  |  | - V | [7 empty] | Steel |  | - | [23 empty] | - | [41 empty] | ADAM-c6e40b4ba4914752963cac63008d9a24 | https://www.assets.signify.com/is/content/Signify/d6f924bcdf534e6eacd9ac63008d9a21 | ADAM-7906f3f4d6dc4cc5947bb019007852fd | https://www.assets.signify.com/is/content/Signify/df7d67f8ad3b46cd9ec1b01900786029 | [12 empty] | - Hz | [10 empty] | https://www.lighting.philips.com/link/910925867575_EU/prd/aa/en
FP-910925867583 | LL212X 7x1.5 BC | 910925867583 | 2020-05-07 00:00:00 |  |  | IP20 ¦ Finger-protected | [16 empty] | White | [27 empty] | IP20 ¦ Finger-protected |  |  | 220 to 240 V | [7 empty] | Steel |  | IK02 ¦ 0.2 J standard | [15 empty] | 50 mm | 1130 mm | 80 mm | [5 empty] | Safety class I | [9 empty] | ADAM-51ef36b37f4e42099dd1abe600c24168 | https://www.assets.signify.com/is/image/PhilipsLighting/beb716c7114341c59b92abe600c2447c | ADAM-50f17785e7d1454a901fac2f00bc616d | https://www.assets.signify.com/is/content/PhilipsLighting/fp910925867583-pss-global |  |  | ADAM-cb13d47addfa4019bf0cab3c01779b38 | https://www.assets.signify.com/is/content/PhilipsLighting/1f77da6a72ab4f21b63bab3c01779b36 | ADAM-daf31f394b094312add6ac36007eb557 | https://www.assets.signify.com/is/content/PhilipsLighting/be4d4ae600b94733ab97ac36007ebaeb | [22 empty] | ADAM-c6e40b4ba4914752963cac63008d9a24 | https://www.assets.signify.com/is/content/Signify/d6f924bcdf534e6eacd9ac63008d9a21 | ADAM-7906f3f4d6dc4cc5947bb019007852fd | https://www.assets.signify.com/is/content/Signify/df7d67f8ad3b46cd9ec1b01900786029 | [12 empty] | 50 to 60 Hz | [10 empty] | https://www.lighting.philips.com/link/910925867583_EU/prd/aa/en
FP-910925867585 | LL212X 5x2.5 BC | 910925867585 | 2020-05-07 00:00:00 |  |  | IP20 ¦ Finger-protected | [16 empty] | White |  | - | [25 empty] | IP20 ¦ Finger-protected |  |  | 220 to 240 V | [7 empty] | Steel |  | IK02 ¦ 0.2 J standard | [15 empty] | 43 mm | 1130 mm | 80 mm | [5 empty] | Safety class I | [17 empty] | ADAM-daf31f394b094312add6ac36007eb557 | https://www.assets.signify.com/is/content/PhilipsLighting/be4d4ae600b94733ab97ac36007ebaeb | [22 empty] | ADAM-c6e40b4ba4914752963cac63008d9a24 | https://www.assets.signify.com/is/content/Signify/d6f924bcdf534e6eacd9ac63008d9a21 | ADAM-7906f3f4d6dc4cc5947bb019007852fd | https://www.assets.signify.com/is/content/Signify/df7d67f8ad3b46cd9ec1b01900786029 | [12 empty] | 50 to 60 Hz | [10 empty] | https://www.lighting.philips.com/link/910925867585_EU/prd/aa/en
FP-910925867586 | LL212X 7x2.5 BC | 910925867586 | 2020-05-07 00:00:00 |  |  | IP20 ¦ Finger-protected | [16 empty] | White |  | - | [25 empty] | IP20 ¦ Finger-protected |  |  | 220 to 240 V | [7 empty] | Steel |  | IK02 ¦ 0.2 J standard | [15 empty] | 43 mm | 1130 mm | 80 mm | [5 empty] | Safety class I | [17 empty] | ADAM-daf31f394b094312add6ac36007eb557 | https://www.assets.signify.com/is/content/PhilipsLighting/be4d4ae600b94733ab97ac36007ebaeb | [22 empty] | ADAM-c6e40b4ba4914752963cac63008d9a24 | https://www.assets.signify.com/is/content/Signify/d6f924bcdf534e6eacd9ac63008d9a21 | ADAM-7906f3f4d6dc4cc5947bb019007852fd | https://www.assets.signify.com/is/content/Signify/df7d67f8ad3b46cd9ec1b01900786029 | [12 empty] | 50 to 60 Hz | [10 empty] | https://www.lighting.philips.com/link/910925867586_EU/prd/aa/en
FP-910925867587 | LL212X 9 BC | 910925867587 | 2020-05-07 00:00:00 |  |  | IP20 ¦ Finger-protected | [16 empty] | White |  | - | [25 empty] | IP20 ¦ Finger-protected |  |  | 220 to 240 V | [7 empty] | Steel |  | IK02 ¦ 0.2 J standard | [15 empty] | 43 mm | 1130 mm | 80 mm | [5 empty] | Safety class I | [17 empty] | ADAM-daf31f394b094312add6ac36007eb557 | https://www.assets.signify.com/is/content/PhilipsLighting/be4d4ae600b94733ab97ac36007ebaeb | [22 empty] | ADAM-c6e40b4ba4914752963cac63008d9a24 | https://www.assets.signify.com/is/content/Signify/d6f924bcdf534e6eacd9ac63008d9a21 | ADAM-7906f3f4d6dc4cc5947bb019007852fd | https://www.assets.signify.com/is/content/Signify/df7d67f8ad3b46cd9ec1b01900786029 | [12 empty] | 50 to 60 Hz | [10 empty] | https://www.lighting.philips.com/link/910925867587_EU/prd/aa/en
FP-910925867589 | LL217X 7x1.5 BC | 910925867589 | 2020-05-07 00:00:00 |  |  | IP20 ¦ Finger-protected | [16 empty] | White | [27 empty] | IP20 ¦ Finger-protected |  |  | 220 to 240 V | [7 empty] | Steel |  | IK02 ¦ 0.2 J standard | [15 empty] | 50 mm | 1700 mm | 80 mm | [5 empty] | Safety class I | [9 empty] | ADAM-13c18f9e712b46969a01abe600c245dd | https://www.assets.signify.com/is/image/PhilipsLighting/122bf9eaa4204a298a66abe600c248c2 | ADAM-b19245616ea44f2284a5ac2f0122bec9 | https://www.assets.signify.com/is/content/PhilipsLighting/fp910925867589-pss-global |  |  | ADAM-602acf52854142e2a194abe500cf663f | https://www.assets.signify.com/is/image/PhilipsLighting/737d9699a6e74a4fb558abe500cf663c | ADAM-daf31f394b094312add6ac36007eb557 | https://www.assets.signify.com/is/content/PhilipsLighting/be4d4ae600b94733ab97ac36007ebaeb | [22 empty] | ADAM-c6e40b4ba4914752963cac63008d9a24 | https://www.assets.signify.com/is/content/Signify/d6f924bcdf534e6eacd9ac63008d9a21 | ADAM-7906f3f4d6dc4cc5947bb019007852fd | https://www.assets.signify.com/is/content/Signify/df7d67f8ad3b46cd9ec1b01900786029 | [12 empty] | 50 to 60 Hz | [10 empty] | https://www.lighting.philips.com/link/910925867589_EU/prd/aa/en
FP-910925867591 | LL217X 5x2.5 BC | 910925867591 | 2020-05-07 00:00:00 |  |  | IP20 ¦ Finger-protected | [16 empty] | White |  | - | [25 empty] | IP20 ¦ Finger-protected |  |  | 220 to 240 V | [7 empty] | Steel |  | IK02 ¦ 0.2 J standard | [15 empty] | 43 mm | 1700 mm | 80 mm | [5 empty] | Safety class I | [17 empty] | ADAM-daf31f394b094312add6ac36007eb557 | https://www.assets.signify.com/is/content/PhilipsLighting/be4d4ae600b94733ab97ac36007ebaeb | [22 empty] | ADAM-c6e40b4ba4914752963cac63008d9a24 | https://www.assets.signify.com/is/content/Signify/d6f924bcdf534e6eacd9ac63008d9a21 | ADAM-7906f3f4d6dc4cc5947bb019007852fd | https://www.assets.signify.com/is/content/Signify/df7d67f8ad3b46cd9ec1b01900786029 | [12 empty] | 50 to 60 Hz | [10 empty] | https://www.lighting.philips.com/link/910925867591_EU/prd/aa/en
FP-910925867592 | LL217X 7x2.5 BC | 910925867592 | 2020-05-07 00:00:00 |  |  | IP20 ¦ Finger-protected | [16 empty] | White |  | - | [25 empty] | IP20 ¦ Finger-protected |  |  | 220 to 240 V | [7 empty] | Steel |  | IK02 ¦ 0.2 J standard | [15 empty] | 43 mm | 1700 mm | 80 mm | [5 empty] | Safety class I | [17 empty] | ADAM-daf31f394b094312add6ac36007eb557 | https://www.assets.signify.com/is/content/PhilipsLighting/be4d4ae600b94733ab97ac36007ebaeb | [22 empty] | ADAM-c6e40b4ba4914752963cac63008d9a24 | https://www.assets.signify.com/is/content/Signify/d6f924bcdf534e6eacd9ac63008d9a21 | ADAM-7906f3f4d6dc4cc5947bb019007852fd | https://www.assets.signify.com/is/content/Signify/df7d67f8ad3b46cd9ec1b01900786029 | [12 empty] | 50 to 60 Hz | [10 empty] | https://www.lighting.philips.com/link/910925867592_EU/prd/aa/en
FP-910925867593 | LL217X 9 BC | 910925867593 | 2020-05-07 00:00:00 |  |  | IP20 ¦ Finger-protected | [16 empty] | White |  | - | [25 empty] | IP20 ¦ Finger-protected |  |  | 220 to 240 V | [7 empty] | Steel |  | IK02 ¦ 0.2 J standard | [15 empty] | 43 mm | 1700 mm | 80 mm | [5 empty] | Safety class I | [17 empty] | ADAM-daf31f394b094312add6ac36007eb557 | https://www.assets.signify.com/is/content/PhilipsLighting/be4d4ae600b94733ab97ac36007ebaeb | [22 empty] | ADAM-c6e40b4ba4914752963cac63008d9a24 | https://www.assets.signify.com/is/content/Signify/d6f924bcdf534e6eacd9ac63008d9a21 | ADAM-7906f3f4d6dc4cc5947bb019007852fd | https://www.assets.signify.com/is/content/Signify/df7d67f8ad3b46cd9ec1b01900786029 | [12 empty] | 50 to 60 Hz | [10 empty] | https://www.lighting.philips.com/link/910925867593_EU/prd/aa/en
FP-910925867595 | LL234X 7x1.5 BC | 910925867595 | 2020-05-07 00:00:00 |  |  | IP20 ¦ Finger-protected | [16 empty] | White | [27 empty] | IP20 ¦ Finger-protected |  |  | 220 to 240 V | [7 empty] | Steel |  | IK02 ¦ 0.2 J standard | [15 empty] | 50 mm | 3400 mm | 80 mm | [5 empty] | Safety class I | [9 empty] | ADAM-13c18f9e712b46969a01abe600c245dd | https://www.assets.signify.com/is/image/PhilipsLighting/122bf9eaa4204a298a66abe600c248c2 | ADAM-0e1406e9215545ba9d17ac2f00dfb96d | https://www.assets.signify.com/is/content/PhilipsLighting/fp910925867595-pss-global |  |  | ADAM-0b3a8d708a2745e5a0a3abe500d042ba | https://www.assets.signify.com/is/image/PhilipsLighting/b56166b748bc403eb14cabe500d042b8 | ADAM-daf31f394b094312add6ac36007eb557 | https://www.assets.signify.com/is/content/PhilipsLighting/be4d4ae600b94733ab97ac36007ebaeb | [22 empty] | ADAM-c6e40b4ba4914752963cac63008d9a24 | https://www.assets.signify.com/is/content/Signify/d6f924bcdf534e6eacd9ac63008d9a21 | ADAM-7906f3f4d6dc4cc5947bb019007852fd | https://www.assets.signify.com/is/content/Signify/df7d67f8ad3b46cd9ec1b01900786029 | [12 empty] | 50 to 60 Hz | [10 empty] | https://www.lighting.philips.com/link/910925867595_EU/prd/aa/en
FP-910925867597 | LL234X 5x2.5 BC | 910925867597 | 2020-05-07 00:00:00 |  |  | IP20 ¦ Finger-protected | [16 empty] | White |  | - | [25 empty] | IP20 ¦ Finger-protected |  |  | 220 to 240 V | [7 empty] | Steel |  | IK02 ¦ 0.2 J standard | [15 empty] | 43 mm | 3400 mm | 80 mm | [5 empty] | Safety class I | [17 empty] | ADAM-daf31f394b094312add6ac36007eb557 | https://www.assets.signify.com/is/content/PhilipsLighting/be4d4ae600b94733ab97ac36007ebaeb | [22 empty] | ADAM-c6e40b4ba4914752963cac63008d9a24 | https://www.assets.signify.com/is/content/Signify/d6f924bcdf534e6eacd9ac63008d9a21 | ADAM-7906f3f4d6dc4cc5947bb019007852fd | https://www.assets.signify.com/is/content/Signify/df7d67f8ad3b46cd9ec1b01900786029 | [12 empty] | 50 to 60 Hz | [10 empty] | https://www.lighting.philips.com/link/910925867597_EU/prd/aa/en
FP-910925867598 | LL234X 7x2.5 BC | 910925867598 | 2020-05-07 00:00:00 |  |  | IP20 ¦ Finger-protected | [16 empty] | White |  | - | [25 empty] | IP20 ¦ Finger-protected |  |  | 220 to 240 V | [7 empty] | Steel |  | IK02 ¦ 0.2 J standard | [15 empty] | 43 mm | 3400 mm | 80 mm | [5 empty] | Safety class I | [17 empty] | ADAM-daf31f394b094312add6ac36007eb557 | https://www.assets.signify.com/is/content/PhilipsLighting/be4d4ae600b94733ab97ac36007ebaeb | [22 empty] | ADAM-c6e40b4ba4914752963cac63008d9a24 | https://www.assets.signify.com/is/content/Signify/d6f924bcdf534e6eacd9ac63008d9a21 | ADAM-7906f3f4d6dc4cc5947bb019007852fd | https://www.assets.signify.com/is/content/Signify/df7d67f8ad3b46cd9ec1b01900786029 | [12 empty] | 50 to 60 Hz | [10 empty] | https://www.lighting.philips.com/link/910925867598_EU/prd/aa/en
FP-910925867599 | LL234X 9 BC | 910925867599 | 2020-05-07 00:00:00 |  |  | IP20 ¦ Finger-protected | [16 empty] | White |  | - | [25 empty] | IP20 ¦ Finger-protected |  |  | 220 to 240 V | [7 empty] | Steel |  | IK02 ¦ 0.2 J standard | [15 empty] | 43 mm | 3400 mm | 80 mm | [5 empty] | Safety class I | [17 empty] | ADAM-daf31f394b094312add6ac36007eb557 | https://www.assets.signify.com/is/content/PhilipsLighting/be4d4ae600b94733ab97ac36007ebaeb | [22 empty] | ADAM-c6e40b4ba4914752963cac63008d9a24 | https://www.assets.signify.com/is/content/Signify/d6f924bcdf534e6eacd9ac63008d9a21 | ADAM-7906f3f4d6dc4cc5947bb019007852fd | https://www.assets.signify.com/is/content/Signify/df7d67f8ad3b46cd9ec1b01900786029 | [12 empty] | 50 to 60 Hz | [10 empty] | https://www.lighting.philips.com/link/910925867599_EU/prd/aa/en
FP-910925868646 | ZRP100 SPIG ADAP CL MALAGA+LN STREETLIGH | 910925868646 | 2021-10-07 00:00:00 |  |  | - | [16 empty] | Aluminum |  | - | [25 empty] | - |  |  | - V | [7 empty] | Aluminum |  | - | [15 empty] | 76 mm | 275 mm | 91 mm | [5 empty] | - | [9 empty] | ADAM-302849a5b59c43d4a4cfadc50127f886 | https://www.assets.signify.com/is/image/Signify/b6543a61a2bf4ec69c38adc50127fafd | ADAM-dc70f1fb75924c909e22add0004ba6eb | https://www.assets.signify.com/is/content/Signify/fp910925868646-pss-global |  |  | ADAM-90da5435085048b4995eadc50127ef0f | https://www.assets.signify.com/is/image/Signify/7a7dde0740ae49429ba9adc50127f4c3 | [26 empty] | ADAM-8c71d83c01834fc09c5bb00d01097721 | https://www.assets.signify.com/is/content/Signify/9848f8683d2c43aaa316b00d01098262 | [12 empty] | - Hz | [10 empty] | https://www.lighting.philips.com/link/910925868646_EU/prd/aa/en
FP-910930009618 | ZRS700 SCP ALU SUSP CLAMP (SKB12-1) | 910930009618 | 2006-02-09 00:00:00 | [19 empty] | Aluminum | [74 empty] | ADAM-070a6af6fc1145219a86af7300895db3 | https://www.assets.signify.com/is/image/Signify/8d3416cf30544b749ce5af7300896002 | ADAM-20151211010030382 | https://www.assets.signify.com/is/content/PhilipsLighting/fp910930009618-pss-global |  |  | ADAM-78022 | https://www.assets.signify.com/is/image/PhilipsLighting/639eb9383230422ab773a4a5015740e3 | [51 empty] | https://www.lighting.philips.com/link/910930009618_EU/prd/aa/en
FP-910930009718 | ZRS700 SCP WH SUSP CLAMP (SKB12-3) | 910930009718 | 2006-03-23 00:00:00 | [19 empty] | White | [74 empty] | ADAM-12c250dbc47a41d9a0c5af7300896191 | https://www.assets.signify.com/is/image/Signify/0598047c28aa4e19b30eaf730089620c | ADAM-20151211223755247 | https://www.assets.signify.com/is/content/PhilipsLighting/fp910930009718-pss-global |  |  | ADAM-78022 | https://www.assets.signify.com/is/image/PhilipsLighting/639eb9383230422ab773a4a5015740e3 | [51 empty] | https://www.lighting.philips.com/link/910930009718_EU/prd/aa/en
FP-910930009818 | ZRS700 SMC WH SUSP CAP (SKB30-3) | 910930009818 | 2006-02-09 00:00:00 | [19 empty] | White | [74 empty] | ADAM-8fed3c3edbca45d2b17eaf730088a580 | https://www.assets.signify.com/is/image/Signify/32a2ab006b964d128895af730088a961 | ADAM-20151211154751996 | https://www.assets.signify.com/is/content/PhilipsLighting/fp910930009818-pss-global |  |  | ADAM-78022 | https://www.assets.signify.com/is/image/PhilipsLighting/639eb9383230422ab773a4a5015740e3 | [51 empty] | https://www.lighting.philips.com/link/910930009818_EU/prd/aa/en
FP-910930009918 | ZRS700 SMS SUSP SET L1500 (SKB34-1) | 910930009918 | 2006-02-09 00:00:00 | [19 empty] | - | [74 empty] | ADAM-00cf94ec78d143179a05af730088ac03 | https://www.assets.signify.com/is/image/Signify/cb40ffd17fc64506a1d1af730088ae44 | ADAM-20151211085351799 | https://www.assets.signify.com/is/content/PhilipsLighting/fp910930009918-pss-global |  |  | ADAM-78022 | https://www.assets.signify.com/is/image/PhilipsLighting/639eb9383230422ab773a4a5015740e3 | [51 empty] | https://www.lighting.philips.com/link/910930009918_EU/prd/aa/en
FP-910930013218 | RCS750 3C L1000 BK (XTS4100-2) | 910930013218 | 2006-05-09 00:00:00 |  |  | IP30 ¦ Tool-protected | [16 empty] | Black | [25 empty] | Temperature 850 °C, duration 5 s |  | IP30 ¦ Tool-protected | [29 empty] | 1000 mm | [6 empty] | Safety class I | [9 empty] | ADAM-e7c74bfd3b9b48339d97af73008903f1 | https://www.assets.signify.com/is/image/Signify/bb39c1d49f6e4c2b846eaf730089076c | ADAM-20151211083330387 | https://www.assets.signify.com/is/content/PhilipsLighting/fp910930013218-pss-global |  |  | ADAM-53629 | https://www.assets.signify.com/is/image/PhilipsLighting/ae396bde76074d45b217a4a4010014de | ADAM-53627 | https://www.assets.signify.com/is/content/PhilipsLighting/ce47856370d34e1ea7e5a4a400ffe53e | [49 empty] | https://www.lighting.philips.com/link/910930013218_EU/prd/aa/en
FP-910930013318 | RCS750 3C L2000 BK (XTS4200-2) | 910930013318 | 2006-05-09 00:00:00 |  |  | IP30 ¦ Tool-protected | [16 empty] | Black | [25 empty] | Temperature 850 °C, duration 5 s |  | IP30 ¦ Tool-protected | [29 empty] | 2000 mm | [6 empty] | Safety class I | [9 empty] | ADAM-e7c74bfd3b9b48339d97af73008903f1 | https://www.assets.signify.com/is/image/Signify/bb39c1d49f6e4c2b846eaf730089076c | ADAM-20151211202037722 | https://www.assets.signify.com/is/content/PhilipsLighting/fp910930013318-pss-global |  |  | ADAM-53630 | https://www.assets.signify.com/is/image/PhilipsLighting/0b91e89123f64366b315a4a4010018ea | ADAM-53627 | https://www.assets.signify.com/is/content/PhilipsLighting/ce47856370d34e1ea7e5a4a400ffe53e | [49 empty] | https://www.lighting.philips.com/link/910930013318_EU/prd/aa/en
FP-910930013418 | RCS750 3C L3000 BK (XTS4300-2) | 910930013418 | 2006-05-09 00:00:00 |  |  | IP30 ¦ Tool-protected | [16 empty] | Black | [25 empty] | Temperature 850 °C, duration 5 s |  | IP30 ¦ Tool-protected | [29 empty] | 3000 mm | [6 empty] | Safety class I | [9 empty] | ADAM-e7c74bfd3b9b48339d97af73008903f1 | https://www.assets.signify.com/is/image/Signify/bb39c1d49f6e4c2b846eaf730089076c | ADAM-20151210212420979 | https://www.assets.signify.com/is/content/PhilipsLighting/fp910930013418-pss-global |  |  | ADAM-53631 | https://www.assets.signify.com/is/image/PhilipsLighting/8cde3b7e4753435f93d0a4a401001c1f | ADAM-53627 | https://www.assets.signify.com/is/content/PhilipsLighting/ce47856370d34e1ea7e5a4a400ffe53e | [49 empty] | https://www.lighting.philips.com/link/910930013418_EU/prd/aa/en
FP-910930013518 | RCS750 3C L4000 BK (XTS4400-2) | 910930013518 | 2006-05-09 00:00:00 |  |  | IP30 ¦ Tool-protected | [16 empty] | Black | [25 empty] | Temperature 850 °C, duration 5 s |  | IP30 ¦ Tool-protected | [29 empty] | 4000 mm | [6 empty] | Safety class I | [9 empty] | ADAM-e7c74bfd3b9b48339d97af73008903f1 | https://www.assets.signify.com/is/image/Signify/bb39c1d49f6e4c2b846eaf730089076c | ADAM-20151211090750891 | https://www.assets.signify.com/is/content/PhilipsLighting/fp910930013518-pss-global |  |  | ADAM-53632 | https://www.assets.signify.com/is/image/PhilipsLighting/9954a748911d42d7a51ba4a401001f9a | ADAM-53627 | https://www.assets.signify.com/is/content/PhilipsLighting/ce47856370d34e1ea7e5a4a400ffe53e | [49 empty] | https://www.lighting.philips.com/link/910930013518_EU/prd/aa/en
FP-910930013618 | ZRS750 CPF BK (XTS23-2) | 910930013618 | 2006-05-17 00:00:00 | [19 empty] | Black | [30 empty] | 250 V | [43 empty] | ADAM-0115dc1402d84c80a47baf7300897b9c | https://www.assets.signify.com/is/image/Signify/9dcfe5bad4ac4afeb6bfaf7300898173 | ADAM-20151210223431068 | https://www.assets.signify.com/is/content/PhilipsLighting/fp910930013618-pss-global |  |  | ADAM-78039 | https://www.assets.signify.com/is/image/PhilipsLighting/4d96067ec037497586baa4a501577b4c | [51 empty] | https://www.lighting.philips.com/link/910930013618_EU/prd/aa/en
FP-911401551032 | DN142B 10S/830 PSU-E WR | 911401551032 | 2023-01-13 00:00:00 |  |  | IP20 ¦ Finger-protected |  |  |  | 3000 K |  |  |  |  | No | [8 empty] | -20 to +40 °C |  | - W W | - degree(s) | [5 empty] | 2 cables 0.15m with connectors 2-pole | CE mark | Push-in connector 4-pole | No | - |  | Yes | Power supply unit (On/Off) |  |  | - |  | - |  | For mounting on normally flammable surfaces |  | Temperature 650 °C, duration 30 s | Polycarbonate | IP20 ¦ Finger-protected | (0.432,0.404) SDCM≦5 | - W W | 220-240 V | 14 A | 0.001 ms |  |  | No | 84° | +/-10% |  | Not applicable | IK02 ¦ 0.2 J standard |  |  |  |  | 1 unit |  | 120 | Polycarbonate | - |  |  | Polycarbonate |  |  | 162 mm | 80 mm | 0 mm | 0 mm |  |  |  |  | +/-10% | Safety class II | Polycarbonate |  | Yes |  | 25 |  |  | 5 years |  | ADAM-32cca0bdae244a2baf98b01f008cd481 | https://www.assets.signify.com/is/image/Signify/36621c44d6384fef90dcb01f008cd90c | ADAM-62832da176ff46e5ac36affe013419fd | https://www.assets.signify.com/is/content/Signify/fp911401551032-pss-global |  |  | ADAM-4cbd7077b4cc4f45909eafd9014545ff | https://www.assets.signify.com/is/image/Signify/2df1fe8ce09549eeaabfafd9014545fd | ADAM-87b531cd5ec94c11ba16afff0088c421 | https://www.assets.signify.com/is/content/Signify/007398b83aee417db934afff0088c420 |  |  |  |  | ADAM-16c8033de81d4e61af8eaffc00b223d3 | https://www.docs.signify.com/assets/ies/dn142b+10s830+psu-e+wr.ies | [22 empty] | L80 |  |  | 1200 lumen | White |  | ≥80 | 3000 K | 9.8 W | 122 lm/W | 50 to 60 Hz | 830 warm white | 1200 lumen |  | 9.8 W | 0.9 | [5 empty] | https://www.lighting.philips.com/link/911401551032_EU/prd/aa/en
FP-911401551232 | DN142B 10S/830 PSU-E UGR19 | 911401551232 | 2023-01-13 00:00:00 |  |  | IP20 ¦ Finger-protected |  |  |  | 3000 K |  |  |  |  | No | [8 empty] | -20 to +40 °C |  | - W W | - degree(s) | [5 empty] | 2 cables 0.15m with connectors 2-pole | CE mark | Push-in connector 4-pole | No | - |  | Yes | Power supply unit (On/Off) |  |  | - |  | - |  | For mounting on normally flammable surfaces |  | Temperature 650 °C, duration 30 s | Polycarbonate | IP20 ¦ Finger-protected | (0.435,0.404) SDCM≦5 | - W W | 220-240 V | 14 A | 0.001 ms |  |  | No | 60° | +/-10% |  | Not applicable | IK02 ¦ 0.2 J standard |  |  |  |  | 1 unit |  | 120 | Polycarbonate | - |  |  | Polycarbonate |  |  | 162 mm | 80 mm | 0 mm | 0 mm |  |  |  |  | +/-10% | Safety class II | Polycarbonate aluminum coated |  | Yes |  | 19 |  |  | 5 years |  | ADAM-90fd4e5aa4b5480d9ab3b01f008ce647 | https://www.assets.signify.com/is/image/Signify/f884576acac04c7da7c3b01f008cedea | ADAM-ca0067240198426aa674affe00e66c1e | https://www.assets.signify.com/is/content/Signify/fp911401551232-pss-global |  |  | ADAM-4cbd7077b4cc4f45909eafd9014545ff | https://www.assets.signify.com/is/image/Signify/2df1fe8ce09549eeaabfafd9014545fd | ADAM-87b531cd5ec94c11ba16afff0088c421 | https://www.assets.signify.com/is/content/Signify/007398b83aee417db934afff0088c420 |  |  |  |  | ADAM-591de5cf6f1b4a6eb942affc00b22bca | https://www.docs.signify.com/assets/ies/dn142b+10s830+psu-e+ugr19.ies | [22 empty] | L80 |  |  | 1200 lumen | White |  | ≥80 | 3000 K | 9.8 W | 122 lm/W | 50 to 60 Hz | 830 warm white | 1200 lumen |  | 9.8 W | 0.9 | [5 empty] | https://www.lighting.philips.com/link/911401551232_EU/prd/aa/en
FP-911401551432 | DN142B 10S/840 PSU-E WR | 911401551432 | 2023-01-13 00:00:00 |  |  | IP20 ¦ Finger-protected |  |  |  | 4000 K |  |  |  |  | No | [8 empty] | -20 to +40 °C |  | - W W | - degree(s) | [5 empty] | 2 cables 0.15m with connectors 2-pole | CE mark | Push-in connector 4-pole | No | - |  | Yes | Power supply unit (On/Off) |  |  | - |  | - |  | For mounting on normally flammable surfaces |  | Temperature 650 °C, duration 30 s | Polycarbonate | IP20 ¦ Finger-protected | (0.380,0.377) SDCM≦5 | - W W | 220-240 V | 14 A | 0.001 ms |  |  | No | 84° | +/-10% |  | Not applicable | IK02 ¦ 0.2 J standard |  |  |  |  | 1 unit |  | 120 | Polycarbonate | - |  |  | Polycarbonate |  |  | 162 mm | 80 mm | 0 mm | 0 mm |  |  |  |  | +/-10% | Safety class II | Polycarbonate |  | Yes |  | 25 |  |  | 5 years |  | ADAM-32cca0bdae244a2baf98b01f008cd481 | https://www.assets.signify.com/is/image/Signify/36621c44d6384fef90dcb01f008cd90c | ADAM-499d1c3d041543d183e1affe01089b4c | https://www.assets.signify.com/is/content/Signify/fp911401551432-pss-global |  |  | ADAM-4cbd7077b4cc4f45909eafd9014545ff | https://www.assets.signify.com/is/image/Signify/2df1fe8ce09549eeaabfafd9014545fd | ADAM-87b531cd5ec94c11ba16afff0088c421 | https://www.assets.signify.com/is/content/Signify/007398b83aee417db934afff0088c420 |  |  |  |  | ADAM-df7fff21df164080b09baffc00b231c2 | https://www.docs.signify.com/assets/ies/dn142b+10s840+psu-e+wr.ies | [22 empty] | L80 |  |  | 1200 lumen | White |  | ≥80 | 4000 K | 9.8 W | 122 lm/W | 50 to 60 Hz | 840 neutral white | 1200 lumen |  | 9.8 W | 0.9 | [5 empty] | https://www.lighting.philips.com/link/911401551432_EU/prd/aa/en
FP-911401551632 | DN142B 10S/840 PSU-E UGR19 | 911401551632 | 2023-01-13 00:00:00 |  |  | IP20 ¦ Finger-protected |  |  |  | 4000 K |  |  |  |  | No | [8 empty] | -20 to +40 °C |  | - W W | - degree(s) | [5 empty] | 2 cables 0.15m with connectors 2-pole | CE mark | Push-in connector 4-pole | No | - |  | Yes | Power supply unit (On/Off) |  |  | - |  | - |  | For mounting on normally flammable surfaces |  | Temperature 650 °C, duration 30 s | Polycarbonate | IP20 ¦ Finger-protected | (0.380,0.377) SDCM≦5 | - W W | 220-240 V | 14 A | 0.001 ms |  |  | No | 60° | +/-10% |  | Not applicable | IK02 ¦ 0.2 J standard |  |  |  |  | 1 unit |  | 120 | Polycarbonate | - |  |  | Polycarbonate |  |  | 162 mm | 80 mm | 0 mm | 0 mm |  |  |  |  | +/-10% | Safety class II | Polycarbonate aluminum coated |  | Yes |  | 19 |  |  | 5 years |  | ADAM-90fd4e5aa4b5480d9ab3b01f008ce647 | https://www.assets.signify.com/is/image/Signify/f884576acac04c7da7c3b01f008cedea | ADAM-de74055a689c4e0ab452affe01010907 | https://www.assets.signify.com/is/content/Signify/fp911401551632-pss-global |  |  | ADAM-4cbd7077b4cc4f45909eafd9014545ff | https://www.assets.signify.com/is/image/Signify/2df1fe8ce09549eeaabfafd9014545fd | ADAM-87b531cd5ec94c11ba16afff0088c421 | https://www.assets.signify.com/is/content/Signify/007398b83aee417db934afff0088c420 |  |  |  |  | ADAM-818b540611554cecbfe2affc00b23795 | https://www.docs.signify.com/assets/ies/dn142b+10s840+psu-e+ugr19.ies | [22 empty] | L80 |  |  | 1200 lumen | White |  | ≥80 | 4000 K | 9.8 W | 122 lm/W | 50 to 60 Hz | 840 neutral white | 1200 lumen |  | 9.8 W | 0.9 | [5 empty] | https://www.lighting.philips.com/link/911401551632_EU/prd/aa/en
FP-911401551832 | DN142B 20S/830 PSU-E WR | 911401551832 | 2023-01-13 00:00:00 |  |  | IP20 ¦ Finger-protected |  |  |  | 3000 K |  |  |  |  | No | [8 empty] | -20 to +40 °C |  | - W W | - degree(s) | [5 empty] | 2 cables 0.15m with connectors 2-pole | CE mark | Push-in connector 4-pole | No | - |  | Yes | Power supply unit (On/Off) |  |  | - |  | - |  | For mounting on normally flammable surfaces |  | Temperature 650 °C, duration 30 s | Polycarbonate | IP20 ¦ Finger-protected | (0.435,0.404) SDCM≦5 | - W W | 220-240 V | 10 A | 0.002 ms |  |  | No | 84° | +/-10% |  | Not applicable | IK02 ¦ 0.2 J standard |  |  |  |  | 1 unit |  | 100 | Polycarbonate | - |  |  | Polycarbonate |  |  | 216 mm | 107 mm | 0 mm | 0 mm |  |  |  |  | +/-10% | Safety class II | Polycarbonate |  | Yes |  | 25 |  |  | 5 years |  | ADAM-c1eaa2f92d074aa391a6b01f008cce29 | https://www.assets.signify.com/is/image/Signify/2cc8589a3c674d689311b01f008cd23e | ADAM-1aee34bae2e14e64ae9caffe01087317 | https://www.assets.signify.com/is/content/Signify/fp911401551832-pss-global |  |  | ADAM-099f32981a2d4d7e9487afd90146021a | https://www.assets.signify.com/is/image/Signify/3167ded4a7f74ec5bbb0afd901460217 | ADAM-87b531cd5ec94c11ba16afff0088c421 | https://www.assets.signify.com/is/content/Signify/007398b83aee417db934afff0088c420 |  |  |  |  | ADAM-63d9b39b1ae64e289f28affc00b23d53 | https://www.docs.signify.com/assets/ies/dn142b+20s830+psu-e+wr.ies | [22 empty] | L80 |  |  | 2350 lumen | White |  | ≥80 | 3000 K | 19.2 W | 122 lm/W | 50 to 60 Hz | 830 warm white | 2350 lumen |  | 19.2 W | 0.9 | [5 empty] | https://www.lighting.philips.com/link/911401551832_EU/prd/aa/en
FP-911401552032 | DN142B 20S/830 PSU-E UGR19 | 911401552032 | 2023-01-13 00:00:00 |  |  | IP20 ¦ Finger-protected |  |  |  | 3000 K |  |  |  |  | No | [8 empty] | -20 to +40 °C |  | - W W | - degree(s) | [5 empty] | 2 cables 0.15m with connectors 2-pole | CE mark | Push-in connector 4-pole | No | - |  | Yes | Power supply unit (On/Off) |  |  | - |  | - |  | For mounting on normally flammable surfaces |  | Temperature 650 °C, duration 30 s | Polycarbonate | IP20 ¦ Finger-protected | (0.435,0.404) SDCM≦5 | - W W | 220-240 V | 10 A | 0.002 ms |  |  | No | 60° | +/-10% |  | Not applicable | IK02 ¦ 0.2 J standard |  |  |  |  | 1 unit |  | 100 | Polycarbonate | - |  |  | Polycarbonate |  |  | 216 mm | 107 mm | 0 mm | 0 mm |  |  |  |  | +/-10% | Safety class II | Polycarbonate aluminum coated |  | Yes |  | 19 |  |  | 5 years |  | ADAM-6841f0d8e9654abe890fb01f008cdc1d | https://www.assets.signify.com/is/image/Signify/139280588f2a42739a2eb01f008ce1ac | ADAM-84116040e44f4e61aaaeaffe00faa38d | https://www.assets.signify.com/is/content/Signify/fp911401552032-pss-global |  |  | ADAM-099f32981a2d4d7e9487afd90146021a | https://www.assets.signify.com/is/image/Signify/3167ded4a7f74ec5bbb0afd901460217 | ADAM-87b531cd5ec94c11ba16afff0088c421 | https://www.assets.signify.com/is/content/Signify/007398b83aee417db934afff0088c420 |  |  |  |  | ADAM-0a9b17456c234c249a9baffc00b242bf | https://www.docs.signify.com/assets/ies/dn142b+20s830+psu-e+ugr19.ies | [22 empty] | L80 |  |  | 2300 lumen | White |  | ≥80 | 3000 K | 19.2 W | 120 lm/W | 50 to 60 Hz | 830 warm white | 2300 lumen |  | 19.2 W | 0.9 | [5 empty] | https://www.lighting.philips.com/link/911401552032_EU/prd/aa/en
FP-911401552232 | DN142B 20S/840 PSU-E WR | 911401552232 | 2023-01-13 00:00:00 |  |  | IP20 ¦ Finger-protected |  |  |  | 4000 K |  |  |  |  | No | [8 empty] | -20 to +40 °C |  | - W W | - degree(s) | [5 empty] | 2 cables 0.15m with connectors 2-pole | CE mark | Push-in connector 4-pole | No | - |  | Yes | Power supply unit (On/Off) |  |  | - |  | - |  | For mounting on normally flammable surfaces |  | Temperature 650 °C, duration 30 s | Polycarbonate | IP20 ¦ Finger-protected | (0.380,0.377) SDCM≦5 | - W W | 220-240 V | 10 A | 0.002 ms |  |  | No | 84° | +/-10% |  | Not applicable | IK02 ¦ 0.2 J standard |  |  |  |  | 1 unit |  | 100 | Polycarbonate | - |  |  | Polycarbonate |  |  | 216 mm | 107 mm | 0 mm | 0 mm |  |  |  |  | +/-10% | Safety class II | Polycarbonate |  | Yes |  | 25 |  |  | 5 years |  | ADAM-c1eaa2f92d074aa391a6b01f008cce29 | https://www.assets.signify.com/is/image/Signify/2cc8589a3c674d689311b01f008cd23e | ADAM-12a9d8e49f00451fbf53affe0133082b | https://www.assets.signify.com/is/content/Signify/fp911401552232-pss-global |  |  | ADAM-099f32981a2d4d7e9487afd90146021a | https://www.assets.signify.com/is/image/Signify/3167ded4a7f74ec5bbb0afd901460217 | ADAM-87b531cd5ec94c11ba16afff0088c421 | https://www.assets.signify.com/is/content/Signify/007398b83aee417db934afff0088c420 |  |  |  |  | ADAM-cdb4b4ce6fea45048028affc00b248b5 | https://www.docs.signify.com/assets/ies/dn142b+20s840+psu-e+wr.ies | [22 empty] | L80 |  |  | 2350 lumen | White |  | ≥80 | 4000 K | 19.2 W | 122 lm/W | 50 to 60 Hz | 840 neutral white | 2350 lumen |  | 19.2 W | 0.9 | [5 empty] | https://www.lighting.philips.com/link/911401552232_EU/prd/aa/en
FP-911401552432 | DN142B 20S/840 PSU-E UGR19 | 911401552432 | 2023-01-13 00:00:00 |  |  | IP20 ¦ Finger-protected |  |  |  | 4000 K |  |  |  |  | No | [8 empty] | -20 to +40 °C |  | - W W | - degree(s) | [5 empty] | 2 cables 0.15m with connectors 2-pole | CE mark | Push-in connector 4-pole | No | - |  | Yes | Power supply unit (On/Off) |  |  | - |  | - |  | For mounting on normally flammable surfaces |  | Temperature 650 °C, duration 30 s | Polycarbonate | IP20 ¦ Finger-protected | (0.380,0.377) SDCM≦5 | - W W | 220-240 V | 10 A | 0.002 ms |  |  | No | 60° | +/-10% |  | Not applicable | IK02 ¦ 0.2 J standard |  |  |  |  | 1 unit |  | 100 | Polycarbonate | - |  |  | Polycarbonate |  |  | 216 mm | 107 mm | 0 mm | 0 mm |  |  |  |  | +/-10% | Safety class II | Polycarbonate aluminum coated |  | Yes |  | 19 |  |  | 5 years |  | ADAM-6841f0d8e9654abe890fb01f008cdc1d | https://www.assets.signify.com/is/image/Signify/139280588f2a42739a2eb01f008ce1ac | ADAM-0eb92ef22d2c41978036affe01196625 | https://www.assets.signify.com/is/content/Signify/fp911401552432-pss-global |  |  | ADAM-099f32981a2d4d7e9487afd90146021a | https://www.assets.signify.com/is/image/Signify/3167ded4a7f74ec5bbb0afd901460217 | ADAM-87b531cd5ec94c11ba16afff0088c421 | https://www.assets.signify.com/is/content/Signify/007398b83aee417db934afff0088c420 |  |  |  |  | ADAM-fc8a693972564e22b5aaaffc00b24ec2 | https://www.docs.signify.com/assets/ies/dn142b+20s840+psu-e+ugr19.ies | [22 empty] | L80 |  |  | 2300 lumen | White |  | ≥80 | 4000 K | 19.2 W | 120 lm/W | 50 to 60 Hz | 840 neutral white | 2300 lumen |  | 19.2 W | 0.9 | [5 empty] | https://www.lighting.philips.com/link/911401552432_EU/prd/aa/en
FP-911401555231 | BVP110 LED42/NW A | 911401555231 | 2016-06-14 00:00:00 |  |  | IP65 ¦ Dust penetration-protected, jet-proof |  |  |  | 4000 K |  |  |  |  | No | [8 empty] | -40 to +35 °C | [8 empty] | Cable 0.5 m with cable connector | CE mark | External connector | No | - |  | Yes | Power supply unit (On/Off) | 0.052 m² |  | - |  | Aluminum |  | For mounting on normally flammable surfaces |  | Temperature 650 °C, duration 30 s | Aluminum die cast | IP65 ¦ Dust penetration-protected, jet-proof | (0.374, 0.369) SDCM <lt/>5 |  | 220 to 240 V | 5 A | 0.06 ms | LED42 ¦ LED module 4200 lm | LED | No | 39° x 96° | +/-10% |  |  | IK08 ¦ 5 J vandal-protected |  |  |  | Mounting bracket adjustable | 1 unit | 40 | 95 | Acrylate |  | Asymmetrical | Clear | Glass | Flat | Flat glass |  | 52 mm | 285 mm | 254 mm |  |  |  |  | +/-10% | Safety class I | Acrylate | 0° |  | Luminaire surge protection level until 10 kV differential mode and 10 kV common mode |  | 88 |  | 5 years |  | ADAM-20160721102140813 | https://www.assets.signify.com/is/image/Signify/5435f1cb903c4f26941aa64a00893e04 | ADAM-20160902191059856 | https://www.assets.signify.com/is/content/PhilipsLighting/fp911401555231-pss-global |  |  | ADAM-20160812144546854 | https://www.assets.signify.com/is/image/PhilipsLighting/fbb3ce496bc240b5b94ea66000d1fac8 | ADAM-20170123092717324 | https://www.assets.signify.com/is/content/PhilipsLighting/3b9b3b1366ee4dc8a8c9a704008ad656 |  |  | ADAM-20170523144555791;ADAM-20170523144555230 | https://www.docs.signify.com/assets/3d8/63_philips_coreline_tempo_small-bvp110.txt;https://www.assets.signify.com/is/content/Signify/fc8ac1d5a9ab4a2b827ba77c00d1fac1 | ADAM-a15f71d0f7184d27ba48aea20071aca2 | https://www.docs.signify.com/assets/ies/bvp110+1+xled42_nw+ofa52.ies | [18 empty] | ADAM-91c35c640928473f9052b00d0109e047 | https://www.assets.signify.com/is/content/Signify/ccdfa135afb14a5f9b57b00d0109f264 |  | L80 |  |  |  | 4200 lumen | Aluminum and gray |  | 80 | 4000 K | 38 W | 111 lm/W | 50 to 60 Hz | Neutral white | 4200 lumen |  | 38 W | 0.98 | [5 empty] | https://www.lighting.philips.com/link/911401555231_EU/prd/aa/en
FP-911401555331 | BVP110 LED42/NW S | 911401555331 | 2016-06-14 00:00:00 |  |  | IP65 ¦ Dust penetration-protected, jet-proof |  |  |  | 4000 K |  |  |  |  | No | [8 empty] | -40 to +35 °C | [8 empty] | Cable 0.5 m with cable connector | CE mark | External connector | No | - |  | Yes | Power supply unit (On/Off) | 0.052 m² |  | - |  | Aluminum |  | For mounting on normally flammable surfaces |  | Temperature 650 °C, duration 30 s | Aluminum die cast | IP65 ¦ Dust penetration-protected, jet-proof | (0.374, 0.369) SDCM <lt/>5 |  | 220 to 240 V | 5 A | 0.06 ms | LED42 ¦ LED module 4200 lm | LED | No | 92° x 91° | +/-10% |  |  | IK08 ¦ 5 J vandal-protected |  |  |  | Mounting bracket adjustable | 1 unit | 40 | 95 | Acrylate |  | Symmetrical | Clear | Glass | Flat | Flat glass |  | 52 mm | 285 mm | 254 mm |  |  |  |  | +/-10% | Safety class I | Acrylate | 0° |  | Luminaire surge protection level until 10 kV differential mode and 10 kV common mode |  | 88 |  | 5 years |  | ADAM-20160721102140813 | https://www.assets.signify.com/is/image/Signify/5435f1cb903c4f26941aa64a00893e04 | ADAM-20160902201226074 | https://www.assets.signify.com/is/content/PhilipsLighting/fp911401555331-pss-global |  |  | ADAM-20160812144546854 | https://www.assets.signify.com/is/image/PhilipsLighting/fbb3ce496bc240b5b94ea66000d1fac8 | ADAM-20170123092717324 | https://www.assets.signify.com/is/content/PhilipsLighting/3b9b3b1366ee4dc8a8c9a704008ad656 |  |  | ADAM-20170523144555791;ADAM-20170523144555230 | https://www.docs.signify.com/assets/3d8/63_philips_coreline_tempo_small-bvp110.txt;https://www.assets.signify.com/is/content/Signify/fc8ac1d5a9ab4a2b827ba77c00d1fac1 | ADAM-20161006140306372 | https://www.docs.signify.com/assets/ies/ofmt1_bvp1101xled42nws.ies | [14 empty] | ADAM-20161006140305141 | https://www.docs.signify.com/assets/emd/ofmt2_bvp1101xled42nws.ldt |  |  | ADAM-91c35c640928473f9052b00d0109e047 | https://www.assets.signify.com/is/content/Signify/ccdfa135afb14a5f9b57b00d0109f264 |  | L80 |  |  |  | 4200 lumen | Aluminum and gray |  | 80 | 4000 K | 38 W | 111 lm/W | 50 to 60 Hz | Neutral white | 4200 lumen |  | 38 W | 0.98 | [5 empty] | https://www.lighting.philips.com/link/911401555331_EU/prd/aa/en
FP-911401629208 | BY120P G5 LED105S/840 PSU NB | 911401629208 | 2022-05-27 00:00:00 |  |  | IP65 ¦ Dust penetration-protected, jet-proof |  |  |  | 4000 K |  |  |  |  | No | [8 empty] | -30 to +50 °C | [8 empty] | Cable 0.3 m with connector 3-pole | Yes | Connection unit 3-pole | No |  |  | Yes | Power supply unit (On/Off) |  |  | ENEC mark |  | - |  | For mounting on normally flammable surfaces |  | Temperature 650 °C, duration 30 s | Aluminum die-cast | IP65 ¦ Dust penetration-protected, jet-proof | (0.385, 0.380) SDCM<lt/>5 |  | 220 to 240 V | 40 A | 600 ms |  |  | No | 55° | +/-10% |  | Not applicable | IK08 ¦ 5 J vandal-protected |  |  |  |  | 1 unit |  | 6 | Polycarbonate | Narrow beam |  | Clear | Polycarbonate |  |  | 290 mm | 90 mm | 290 mm | [5 empty] | +/-10% | Safety class I | - |  | Yes |  | 22 |  |  | 5 years |  | ADAM-3128ebc723234195a693aec900ce35d9 | https://www.assets.signify.com/is/image/Signify/fe7abed2e27546d7a97caec900ce4c32 | ADAM-4ab52debc3874d349365aee800298a6d | https://www.assets.signify.com/is/content/Signify/fp911401629208-pss-global |  |  | ADAM-980f2be92b9740c28936aec900d205f6 | https://www.assets.signify.com/is/image/Signify/b667768f9f894410815eaec900d2085f | ADAM-997bb803ec2949099fddafcb00f27870 | https://www.assets.signify.com/is/content/Signify/b1b5929715b44e648f9aafcb00f27f08 |  |  | ADAM-06935e7e274f49dc95ffaf4200db867c | https://www.docs.signify.com/assets/3d8/coreline+highbay+by120p+g5+psu+105%26150s+revit.rfa | ADAM-6ef8a6e8b7424d9c86e8aeef009aaeca | https://www.docs.signify.com/assets/ies/_by120pg5led105s840nbpsu.ies | [14 empty] | ADAM-8ee33bca922f473b8352aeef009aaba3 | https://www.docs.signify.com/assets/emd/_by120pg5led105s840nbpsu.ldt |  |  | ADAM-1da1fab06f70420a9a3bafb1005f4b90 | https://www.assets.signify.com/is/content/Signify/2f1117069304498c9d2aafb1005f55f8 |  |  | L85 | L75 |  | 10500 lumen | Gray |  | <gt/>80 | 4000 K | 67 W | 157 lm/W | 50 or 60 Hz | 840 neutral white | 10500 lumen |  | 67 W | 0.95 | [5 empty] | https://www.lighting.philips.com/link/911401629208_EU/prd/aa/en
FP-911401629308 | BY120P G5 LED105S/840 PSU WB | 911401629308 | 2022-05-27 00:00:00 |  |  | IP65 ¦ Dust penetration-protected, jet-proof |  |  |  | 4000 K |  |  |  |  | No | [8 empty] | -30 to +50 °C | [8 empty] | Cable 0.3 m with connector 3-pole | Yes | Connection unit 3-pole | No |  |  | Yes | Power supply unit (On/Off) |  |  | ENEC mark |  | - |  | For mounting on normally flammable surfaces |  | Temperature 650 °C, duration 30 s | Aluminum die-cast | IP65 ¦ Dust penetration-protected, jet-proof | (0.385, 0.380) SDCM<lt/>5 |  | 220 to 240 V | 40 A | 600 ms |  |  | No | 85° x 85° | +/-10% |  | Not applicable | IK08 ¦ 5 J vandal-protected |  |  |  |  | 1 unit |  | 6 | Polycarbonate | Wide beam |  | Clear | Polycarbonate |  |  | 290 mm | 90 mm | 290 mm | [5 empty] | +/-10% | Safety class I | - |  | Yes |  | 25 |  |  | 5 years |  | ADAM-3128ebc723234195a693aec900ce35d9 | https://www.assets.signify.com/is/image/Signify/fe7abed2e27546d7a97caec900ce4c32 | ADAM-c423e9fbcd4c40048990aee80027effc | https://www.assets.signify.com/is/content/Signify/fp911401629308-pss-global |  |  | ADAM-980f2be92b9740c28936aec900d205f6 | https://www.assets.signify.com/is/image/Signify/b667768f9f894410815eaec900d2085f | ADAM-997bb803ec2949099fddafcb00f27870 | https://www.assets.signify.com/is/content/Signify/b1b5929715b44e648f9aafcb00f27f08 |  |  | ADAM-06935e7e274f49dc95ffaf4200db867c | https://www.docs.signify.com/assets/3d8/coreline+highbay+by120p+g5+psu+105%26150s+revit.rfa | ADAM-00a3f836c8eb453a9affaeef009ab864 | https://www.docs.signify.com/assets/ies/_by120pg5led105s840wbpsu.ies | [14 empty] | ADAM-a1d53fcddaf44272b83baeef009ab73d | https://www.docs.signify.com/assets/emd/_by120pg5led105s840wbpsu.ldt |  |  | ADAM-1da1fab06f70420a9a3bafb1005f4b90 | https://www.assets.signify.com/is/content/Signify/2f1117069304498c9d2aafb1005f55f8 |  |  | L85 | L75 |  | 10500 lumen | Gray |  | <gt/>80 | 4000 K | 67 W | 157 lm/W | 50 or 60 Hz | 840 neutral white | 10500 lumen |  | 67 W | 0.95 | [5 empty] | https://www.lighting.philips.com/link/911401629308_EU/prd/aa/en
FP-911401629408 | BY121P G5 LED200S/840 PSU NB | 911401629408 | 2022-05-27 00:00:00 |  |  | IP65 ¦ Dust penetration-protected, jet-proof |  |  |  | 4000 K |  |  |  |  | No | [8 empty] | -30 to +50 °C | [8 empty] | Cable 0.3 m with connector 3-pole | Yes | Connection unit 3-pole | No |  |  | Yes | Power supply unit (On/Off) |  |  | ENEC mark |  | - |  | For mounting on normally flammable surfaces |  | Temperature 650 °C, duration 30 s | Aluminum die-cast | IP65 ¦ Dust penetration-protected, jet-proof | (0.385, 0.380) SDCM<lt/>5 |  | 220 to 240 V | 40 A | 600 ms |  |  | No | 55° | +/-10% |  | Not applicable | IK08 ¦ 5 J vandal-protected |  |  |  |  | 1 unit |  | 6 | Polycarbonate | Narrow beam |  | Clear | Polycarbonate |  |  | 330 mm | 99 mm | 330 mm | [5 empty] | +/-10% | Safety class I | - |  | Yes |  | 22 |  |  | 5 years |  | ADAM-2f5dc84bc3474451ac43aec900ce52b6 | https://www.assets.signify.com/is/image/Signify/cd621d2755ef4a889d05aec900ce6802 | ADAM-15adc88da8c34850adf1aee8002706c4 | https://www.assets.signify.com/is/content/Signify/fp911401629408-pss-global |  |  | ADAM-851d51f9fdbe461ca23daec900d20902 | https://www.assets.signify.com/is/image/Signify/c28f501ed19b4b028050aec900d20af9 | ADAM-997bb803ec2949099fddafcb00f27870 | https://www.assets.signify.com/is/content/Signify/b1b5929715b44e648f9aafcb00f27f08 |  |  | ADAM-85f7af3f41aa407ba58daf4200db88c0 | https://www.docs.signify.com/assets/3d8/coreline+highbay+by121p+g5+psd+105%26150%26200s+revit.rfa | ADAM-ba253b0ca3664348b2d6aeef009abf72 | https://www.docs.signify.com/assets/ies/_by121pg5led200s840nbpsu.ies | [14 empty] | ADAM-fc9ab0f98bb643f4bc79aeef009abe53 | https://www.docs.signify.com/assets/emd/_by121pg5led200s840nbpsu.ldt |  |  | ADAM-1da1fab06f70420a9a3bafb1005f4b90 | https://www.assets.signify.com/is/content/Signify/2f1117069304498c9d2aafb1005f55f8 |  |  | L85 | L75 |  | 20000 lumen | Gray |  | <gt/>80 | 4000 K | 126 W | 159 lm/W | 50 or 60 Hz | 840 neutral white | 20000 lumen |  | 126 W | 0.95 | [5 empty] | https://www.lighting.philips.com/link/911401629408_EU/prd/aa/en
FP-911401629508 | BY121P G5 LED200S/840 PSU WB | 911401629508 | 2022-05-27 00:00:00 |  |  | IP65 ¦ Dust penetration-protected, jet-proof |  |  |  | 4000 K |  |  |  |  | No | [8 empty] | -30 to +50 °C | [8 empty] | Cable 0.3 m with connector 3-pole | Yes | Connection unit 3-pole | No |  |  | Yes | Power supply unit (On/Off) |  |  | ENEC mark |  | - |  | For mounting on normally flammable surfaces |  | Temperature 650 °C, duration 30 s | Aluminum die-cast | IP65 ¦ Dust penetration-protected, jet-proof | (0.385, 0.380) SDCM<lt/>5 |  | 220 to 240 V | 40 A | 600 ms |  |  | No | 85° x 85° | +/-10% |  | Not applicable | IK08 ¦ 5 J vandal-protected |  |  |  |  | 1 unit |  | 6 | Polycarbonate | Wide beam |  | Clear | Polycarbonate |  |  | 330 mm | 99 mm | 330 mm | [5 empty] | +/-10% | Safety class I | - |  | Yes |  | 25 |  |  | 5 years |  | ADAM-2f5dc84bc3474451ac43aec900ce52b6 | https://www.assets.signify.com/is/image/Signify/cd621d2755ef4a889d05aec900ce6802 | ADAM-fad497b364b342608b83aee80029a430 | https://www.assets.signify.com/is/content/Signify/fp911401629508-pss-global |  |  | ADAM-851d51f9fdbe461ca23daec900d20902 | https://www.assets.signify.com/is/image/Signify/c28f501ed19b4b028050aec900d20af9 | ADAM-997bb803ec2949099fddafcb00f27870 | https://www.assets.signify.com/is/content/Signify/b1b5929715b44e648f9aafcb00f27f08 |  |  | ADAM-85f7af3f41aa407ba58daf4200db88c0 | https://www.docs.signify.com/assets/3d8/coreline+highbay+by121p+g5+psd+105%26150%26200s+revit.rfa | ADAM-bc3c9a30d855454cb644aeef009ac8e8 | https://www.docs.signify.com/assets/ies/_by121pg5led200s840wbpsu.ies | [14 empty] | ADAM-40fad1b7e45546709418aeef009ac7d2 | https://www.docs.signify.com/assets/emd/_by121pg5led200s840wbpsu.ldt |  |  | ADAM-1da1fab06f70420a9a3bafb1005f4b90 | https://www.assets.signify.com/is/content/Signify/2f1117069304498c9d2aafb1005f55f8 |  |  | L85 | L75 |  | 20000 lumen | Gray |  | <gt/>80 | 4000 K | 126 W | 159 lm/W | 50 or 60 Hz | 840 neutral white | 20000 lumen |  | 126 W | 0.95 | [5 empty] | https://www.lighting.philips.com/link/911401629508_EU/prd/aa/en
FP-911401629608 | BY121P G5 LED105S/840 PSD NB | 911401629608 | 2022-05-27 00:00:00 |  |  | IP65 ¦ Dust penetration-protected, jet-proof |  |  |  | 4000 K |  |  |  |  | Yes | [8 empty] | -30 to +50 °C | [8 empty] | Cable 0.3 m with connector 3-pole | Yes | Connection unit 3-pole | No | DALI |  | Yes | Power supply unit with DALI interface |  |  | ENEC mark |  | - |  | For mounting on normally flammable surfaces |  | Temperature 650 °C, duration 30 s | Aluminum die-cast | IP65 ¦ Dust penetration-protected, jet-proof | (0.385, 0.380) SDCM<lt/>5 |  | 220 to 240 V | 53 A | 300 ms |  |  | No | 55° | +/-10% |  | 20% | IK08 ¦ 5 J vandal-protected |  |  |  |  | 1 unit |  | 8 | Polycarbonate | Narrow beam |  | Clear | Polycarbonate |  |  | 330 mm | 99 mm | 330 mm | [5 empty] | +/-10% | Safety class I | - |  | Yes |  | 22 |  |  | 5 years |  | ADAM-2f5dc84bc3474451ac43aec900ce52b6 | https://www.assets.signify.com/is/image/Signify/cd621d2755ef4a889d05aec900ce6802 | ADAM-0c6f358793d448caae45aee8002a6a0a | https://www.assets.signify.com/is/content/Signify/fp911401629608-pss-global |  |  | ADAM-c682ce3b33094364a865aec900d20be5 | https://www.assets.signify.com/is/image/Signify/1e26ab7d2eb440b68398aec900d20f0b | ADAM-997bb803ec2949099fddafcb00f27870 | https://www.assets.signify.com/is/content/Signify/b1b5929715b44e648f9aafcb00f27f08 |  |  | ADAM-85f7af3f41aa407ba58daf4200db88c0 | https://www.docs.signify.com/assets/3d8/coreline+highbay+by121p+g5+psd+105%26150%26200s+revit.rfa | ADAM-d89aaf552ecd49d88fdeaeef009ad053 | https://www.docs.signify.com/assets/ies/_by121pg5led105s840nbpsd.ies | [14 empty] | ADAM-80d3ddf1f6004de99998aeef009acf6c | https://www.docs.signify.com/assets/emd/_by121pg5led105s840nbpsd.ldt |  |  | ADAM-1da1fab06f70420a9a3bafb1005f4b90 | https://www.assets.signify.com/is/content/Signify/2f1117069304498c9d2aafb1005f55f8 |  |  | L85 | L75 |  | 10500 lumen | Gray |  | <gt/>80 | 4000 K | 72 W | 146 lm/W | 50 or 60 Hz | 840 neutral white | 10500 lumen |  | 72 W | 0.95 | [5 empty] | https://www.lighting.philips.com/link/911401629608_EU/prd/aa/en
FP-911401629708 | BY121P G5 LED105S/840 PSD WB | 911401629708 | 2022-05-27 00:00:00 |  |  | IP65 ¦ Dust penetration-protected, jet-proof |  |  |  | 4000 K |  |  |  |  | Yes | [8 empty] | -30 to +50 °C | [8 empty] | Cable 0.3 m with connector 3-pole | Yes | Connection unit 3-pole | No | DALI |  | Yes | Power supply unit with DALI interface |  |  | ENEC mark |  | - |  | For mounting on normally flammable surfaces |  | Temperature 650 °C, duration 30 s | Aluminum die-cast | IP65 ¦ Dust penetration-protected, jet-proof | (0.385, 0.380) SDCM<lt/>5 |  | 220 to 240 V | 53 A | 300 ms |  |  | No | 85° x 85° | +/-10% |  | 20% | IK08 ¦ 5 J vandal-protected |  |  |  |  | 1 unit |  | 8 | Polycarbonate | Wide beam |  | Clear | Polycarbonate |  |  | 330 mm | 99 mm | 330 mm | [5 empty] | +/-10% | Safety class I | - |  | Yes |  | 25 |  |  | 5 years |  | ADAM-2f5dc84bc3474451ac43aec900ce52b6 | https://www.assets.signify.com/is/image/Signify/cd621d2755ef4a889d05aec900ce6802 | ADAM-c58e1cbbf4dc48a6b9c1aee8002717c5 | https://www.assets.signify.com/is/content/Signify/fp911401629708-pss-global |  |  | ADAM-c682ce3b33094364a865aec900d20be5 | https://www.assets.signify.com/is/image/Signify/1e26ab7d2eb440b68398aec900d20f0b | ADAM-997bb803ec2949099fddafcb00f27870 | https://www.assets.signify.com/is/content/Signify/b1b5929715b44e648f9aafcb00f27f08 |  |  | ADAM-85f7af3f41aa407ba58daf4200db88c0 | https://www.docs.signify.com/assets/3d8/coreline+highbay+by121p+g5+psd+105%26150%26200s+revit.rfa | ADAM-c3c8adce94464b3b8449aeef009ad781 | https://www.docs.signify.com/assets/ies/_by121pg5led105s840wbpsd.ies | [14 empty] | ADAM-a95e49dd61aa4ddf9b59aeef009ad69b | https://www.docs.signify.com/assets/emd/_by121pg5led105s840wbpsd.ldt |  |  | ADAM-1da1fab06f70420a9a3bafb1005f4b90 | https://www.assets.signify.com/is/content/Signify/2f1117069304498c9d2aafb1005f55f8 |  |  | L85 | L75 |  | 10500 lumen | Gray |  | <gt/>80 | 4000 K | 72 W | 146 lm/W | 50 or 60 Hz | 840 neutral white | 10500 lumen |  | 72 W | 0.95 | [5 empty] | https://www.lighting.philips.com/link/911401629708_EU/prd/aa/en
FP-911401629808 | BY121P G5 LED200S/840 PSD NB | 911401629808 | 2022-05-27 00:00:00 |  |  | IP65 ¦ Dust penetration-protected, jet-proof |  |  |  | 4000 K |  |  |  |  | Yes | [8 empty] | -30 to +50 °C | [8 empty] | Cable 0.3 m with connector 3-pole | Yes | Connection unit 3-pole | No | DALI |  | Yes | Power supply unit with DALI interface |  |  | ENEC mark |  | - |  | For mounting on normally flammable surfaces |  | Temperature 650 °C, duration 30 s | Aluminum die-cast | IP65 ¦ Dust penetration-protected, jet-proof | (0.385, 0.380) SDCM<lt/>5 |  | 220 to 240 V | 53 A | 300 ms |  |  | No | 55° | +/-10% |  | 10% | IK08 ¦ 5 J vandal-protected |  |  |  |  | 1 unit |  | 8 | Polycarbonate | Narrow beam |  | Clear | Polycarbonate |  |  | 330 mm | 99 mm | 330 mm | [5 empty] | +/-10% | Safety class I | - |  | Yes |  | 22 |  |  | 5 years |  | ADAM-2f5dc84bc3474451ac43aec900ce52b6 | https://www.assets.signify.com/is/image/Signify/cd621d2755ef4a889d05aec900ce6802 | ADAM-c786ab68780048bb9ac6aee80028d0fa | https://www.assets.signify.com/is/content/Signify/fp911401629808-pss-global |  |  | ADAM-c682ce3b33094364a865aec900d20be5 | https://www.assets.signify.com/is/image/Signify/1e26ab7d2eb440b68398aec900d20f0b | ADAM-997bb803ec2949099fddafcb00f27870 | https://www.assets.signify.com/is/content/Signify/b1b5929715b44e648f9aafcb00f27f08 |  |  | ADAM-85f7af3f41aa407ba58daf4200db88c0 | https://www.docs.signify.com/assets/3d8/coreline+highbay+by121p+g5+psd+105%26150%26200s+revit.rfa | ADAM-e28e97ae7e9a4105a630aeef009ade31 | https://www.docs.signify.com/assets/ies/_by121pg5led200s840nbpsd.ies | [14 empty] | ADAM-9821868393b94d6da222aeef009add41 | https://www.docs.signify.com/assets/emd/_by121pg5led200s840nbpsd.ldt |  |  | ADAM-1da1fab06f70420a9a3bafb1005f4b90 | https://www.assets.signify.com/is/content/Signify/2f1117069304498c9d2aafb1005f55f8 |  |  | L85 | L75 |  | 20000 lumen | Gray |  | <gt/>80 | 4000 K | 134 W | 149 lm/W | 50 or 60 Hz | 840 neutral white | 20000 lumen |  | 134 W | 0.95 | [5 empty] | https://www.lighting.philips.com/link/911401629808_EU/prd/aa/en
FP-911401629908 | BY121P G5 LED200S/840 PSD WB | 911401629908 | 2022-05-27 00:00:00 |  |  | IP65 ¦ Dust penetration-protected, jet-proof |  |  |  | 4000 K |  |  |  |  | Yes | [8 empty] | -30 to +50 °C | [8 empty] | Cable 0.3 m with connector 3-pole | Yes | Connection unit 3-pole | No | DALI |  | Yes | Power supply unit with DALI interface |  |  | ENEC mark |  | - |  | For mounting on normally flammable surfaces |  | Temperature 650 °C, duration 30 s | Aluminum die-cast | IP65 ¦ Dust penetration-protected, jet-proof | (0.385, 0.380) SDCM<lt/>5 |  | 220 to 240 V | 53 A | 300 ms |  |  | No | 85° x 85° | +/-10% |  | 10% | IK08 ¦ 5 J vandal-protected |  |  |  |  | 1 unit |  | 8 | Polycarbonate | Wide beam |  | Clear | Polycarbonate |  |  | 330 mm | 99 mm | 330 mm | [5 empty] | +/-10% | Safety class I | - |  | Yes |  | 25 |  |  | 5 years |  | ADAM-2f5dc84bc3474451ac43aec900ce52b6 | https://www.assets.signify.com/is/image/Signify/cd621d2755ef4a889d05aec900ce6802 | ADAM-f291dcdde32e429f9cc7aee8002af164 | https://www.assets.signify.com/is/content/Signify/fp911401629908-pss-global |  |  | ADAM-c682ce3b33094364a865aec900d20be5 | https://www.assets.signify.com/is/image/Signify/1e26ab7d2eb440b68398aec900d20f0b | ADAM-997bb803ec2949099fddafcb00f27870 | https://www.assets.signify.com/is/content/Signify/b1b5929715b44e648f9aafcb00f27f08 |  |  | ADAM-85f7af3f41aa407ba58daf4200db88c0 | https://www.docs.signify.com/assets/3d8/coreline+highbay+by121p+g5+psd+105%26150%26200s+revit.rfa | ADAM-92708c324bc24bfc8082aeef009ae5a5 | https://www.docs.signify.com/assets/ies/_by121pg5led200s840wbpsd.ies | [14 empty] | ADAM-29c19da48c664c668f86aeef009ae370 | https://www.docs.signify.com/assets/emd/_by121pg5led200s840wbpsd.ldt |  |  | ADAM-1da1fab06f70420a9a3bafb1005f4b90 | https://www.assets.signify.com/is/content/Signify/2f1117069304498c9d2aafb1005f55f8 |  |  | L85 | L75 |  | 20000 lumen | Gray |  | <gt/>80 | 4000 K | 134 W | 149 lm/W | 50 or 60 Hz | 840 neutral white | 20000 lumen |  | 134 W | 0.95 | [5 empty] | https://www.lighting.philips.com/link/911401629908_EU/prd/aa/en
FP-911401630008 | BY120P G5 LED105S/865 PSU NB | 911401630008 | 2022-05-27 00:00:00 |  |  | IP65 ¦ Dust penetration-protected, jet-proof |  |  |  | 6500 K |  |  |  |  | No | [8 empty] | -30 to +50 °C | [8 empty] | Cable 0.3 m with connector 3-pole | Yes | Connection unit 3-pole | No |  |  | Yes | Power supply unit (On/Off) |  |  | ENEC mark |  | - |  | For mounting on normally flammable surfaces |  | Temperature 650 °C, duration 30 s | Aluminum die-cast | IP65 ¦ Dust penetration-protected, jet-proof | (0.316, 0.332) SDCM<lt/>5 |  | 220 to 240 V | 40 A | 600 ms |  |  | No | 55° | +/-10% |  | Not applicable | IK08 ¦ 5 J vandal-protected |  |  |  |  | 1 unit |  | 6 | Polycarbonate | Narrow beam |  | Clear | Polycarbonate |  |  | 290 mm | 90 mm | 290 mm | [5 empty] | +/-10% | Safety class I | - |  | Yes |  | 22 |  |  | 5 years |  | ADAM-3128ebc723234195a693aec900ce35d9 | https://www.assets.signify.com/is/image/Signify/fe7abed2e27546d7a97caec900ce4c32 | ADAM-e4ff6db5caca43a38fdfaee80027a901 | https://www.assets.signify.com/is/content/Signify/fp911401630008-pss-global |  |  | ADAM-980f2be92b9740c28936aec900d205f6 | https://www.assets.signify.com/is/image/Signify/b667768f9f894410815eaec900d2085f | ADAM-997bb803ec2949099fddafcb00f27870 | https://www.assets.signify.com/is/content/Signify/b1b5929715b44e648f9aafcb00f27f08 |  |  | ADAM-06935e7e274f49dc95ffaf4200db867c | https://www.docs.signify.com/assets/3d8/coreline+highbay+by120p+g5+psu+105%26150s+revit.rfa | ADAM-cfa5a48112084475aa9aaeef009aecf7 | https://www.docs.signify.com/assets/ies/_by120pg5led105s865nbpsu.ies | [14 empty] | ADAM-3c50a6f181814a0a8635aeef009aebe0 | https://www.docs.signify.com/assets/emd/_by120pg5led105s865nbpsu.ldt |  |  | ADAM-1da1fab06f70420a9a3bafb1005f4b90 | https://www.assets.signify.com/is/content/Signify/2f1117069304498c9d2aafb1005f55f8 |  |  | L85 | L75 |  | 10500 lumen | Gray |  | <gt/>80 | 6500 K | 67 W | 157 lm/W | 50 or 60 Hz | 865 cool daylight | 10500 lumen |  | 67 W | 0.95 | [5 empty] | https://www.lighting.philips.com/link/911401630008_EU/prd/aa/en
FP-911401630108 | BY120P G5 LED105S/865 PSU WB | 911401630108 | 2022-05-27 00:00:00 |  |  | IP65 ¦ Dust penetration-protected, jet-proof |  |  |  | 6500 K |  |  |  |  | No | [8 empty] | -30 to +50 °C | [8 empty] | Cable 0.3 m with connector 3-pole | Yes | Connection unit 3-pole | No |  |  | Yes | Power supply unit (On/Off) |  |  | ENEC mark |  | - |  | For mounting on normally flammable surfaces |  | Temperature 650 °C, duration 30 s | Aluminum die-cast | IP65 ¦ Dust penetration-protected, jet-proof | (0.316, 0.332) SDCM<lt/>5 |  | 220 to 240 V | 40 A | 600 ms |  |  | No | 85° x 85° | +/-10% |  | Not applicable | IK08 ¦ 5 J vandal-protected |  |  |  |  | 1 unit |  | 6 | Polycarbonate | Wide beam |  | Clear | Polycarbonate |  |  | 290 mm | 90 mm | 290 mm | [5 empty] | +/-10% | Safety class I | - |  | Yes |  | 25 |  |  | 5 years |  | ADAM-3128ebc723234195a693aec900ce35d9 | https://www.assets.signify.com/is/image/Signify/fe7abed2e27546d7a97caec900ce4c32 | ADAM-58a3e295e1cb459f94f0aee80028002d | https://www.assets.signify.com/is/content/Signify/fp911401630108-pss-global |  |  | ADAM-980f2be92b9740c28936aec900d205f6 | https://www.assets.signify.com/is/image/Signify/b667768f9f894410815eaec900d2085f | ADAM-997bb803ec2949099fddafcb00f27870 | https://www.assets.signify.com/is/content/Signify/b1b5929715b44e648f9aafcb00f27f08 |  |  | ADAM-06935e7e274f49dc95ffaf4200db867c | https://www.docs.signify.com/assets/3d8/coreline+highbay+by120p+g5+psu+105%26150s+revit.rfa | ADAM-f1f394be019f4daca837aeef009af304 | https://www.docs.signify.com/assets/ies/_by120pg5led105s865wbpsu.ies | [14 empty] | ADAM-0fb957935159408e8d4caeef009af047 | https://www.docs.signify.com/assets/emd/_by120pg5led105s865wbpsu.ldt |  |  | ADAM-1da1fab06f70420a9a3bafb1005f4b90 | https://www.assets.signify.com/is/content/Signify/2f1117069304498c9d2aafb1005f55f8 |  |  | L85 | L75 |  | 10500 lumen | Gray |  | <gt/>80 | 6500 K | 67 W | 157 lm/W | 50 or 60 Hz | 865 cool daylight | 10500 lumen |  | 67 W | 0.95 | [5 empty] | https://www.lighting.philips.com/link/911401630108_EU/prd/aa/en
FP-911401630208 | BY121P G5 LED200S/865 PSU NB | 911401630208 | 2022-05-27 00:00:00 |  |  | IP65 ¦ Dust penetration-protected, jet-proof |  |  |  | 6500 K |  |  |  |  | No | [8 empty] | -30 to +50 °C | [8 empty] | Cable 0.3 m with connector 3-pole | Yes | Connection unit 3-pole | No |  |  | Yes | Power supply unit (On/Off) |  |  | ENEC mark |  | - |  | For mounting on normally flammable surfaces |  | Temperature 650 °C, duration 30 s | Aluminum die-cast | IP65 ¦ Dust penetration-protected, jet-proof | (0.316, 0.332) SDCM<lt/>5 |  | 220 to 240 V | 40 A | 600 ms |  |  | No | 55° | +/-10% |  | Not applicable | IK08 ¦ 5 J vandal-protected |  |  |  |  | 1 unit |  | 6 | Polycarbonate | Narrow beam |  | Clear | Polycarbonate |  |  | 330 mm | 99 mm | 330 mm | [5 empty] | +/-10% | Safety class I | - |  | Yes |  | 22 |  |  | 5 years |  | ADAM-2f5dc84bc3474451ac43aec900ce52b6 | https://www.assets.signify.com/is/image/Signify/cd621d2755ef4a889d05aec900ce6802 | ADAM-c073ba3806cd42778182aee8002b6c67 | https://www.assets.signify.com/is/content/Signify/fp911401630208-pss-global |  |  | ADAM-851d51f9fdbe461ca23daec900d20902 | https://www.assets.signify.com/is/image/Signify/c28f501ed19b4b028050aec900d20af9 | ADAM-997bb803ec2949099fddafcb00f27870 | https://www.assets.signify.com/is/content/Signify/b1b5929715b44e648f9aafcb00f27f08 |  |  | ADAM-85f7af3f41aa407ba58daf4200db88c0 | https://www.docs.signify.com/assets/3d8/coreline+highbay+by121p+g5+psd+105%26150%26200s+revit.rfa | ADAM-8dc6270e19cb415b9e55aeef009af965 | https://www.docs.signify.com/assets/ies/_by121pg5led200s865nbpsu.ies | [14 empty] | ADAM-dc2723014bb94296a3e3aeef009af737 | https://www.docs.signify.com/assets/emd/_by121pg5led200s865nbpsu.ldt |  |  | ADAM-1da1fab06f70420a9a3bafb1005f4b90 | https://www.assets.signify.com/is/content/Signify/2f1117069304498c9d2aafb1005f55f8 |  |  | L85 | L75 |  | 20000 lumen | Gray |  | <gt/>80 | 6500 K | 126 W | 159 lm/W | 50 or 60 Hz | 865 cool daylight | 20000 lumen |  | 126 W | 0.95 | [5 empty] | https://www.lighting.philips.com/link/911401630208_EU/prd/aa/en
FP-911401630308 | BY121P G5 LED200S/865 PSU WB | 911401630308 | 2022-05-27 00:00:00 |  |  | IP65 ¦ Dust penetration-protected, jet-proof |  |  |  | 6500 K |  |  |  |  | No | [8 empty] | -30 to +50 °C | [8 empty] | Cable 0.3 m with connector 3-pole | Yes | Connection unit 3-pole | No |  |  | Yes | Power supply unit (On/Off) |  |  | ENEC mark |  | - |  | For mounting on normally flammable surfaces |  | Temperature 650 °C, duration 30 s | Aluminum die-cast | IP65 ¦ Dust penetration-protected, jet-proof | (0.316, 0.332) SDCM<lt/>5 |  | 220 to 240 V | 40 A | 600 ms |  |  | No | 85° x 85° | +/-10% |  | Not applicable | IK08 ¦ 5 J vandal-protected |  |  |  |  | 1 unit |  | 6 | Polycarbonate | Wide beam |  | Clear | Polycarbonate |  |  | 330 mm | 99 mm | 330 mm | [5 empty] | +/-10% | Safety class I | - |  | Yes |  | 25 |  |  | 5 years |  | ADAM-2f5dc84bc3474451ac43aec900ce52b6 | https://www.assets.signify.com/is/image/Signify/cd621d2755ef4a889d05aec900ce6802 | ADAM-4da1d979d1c04cbaad21aee800241a9b | https://www.assets.signify.com/is/content/Signify/fp911401630308-pss-global |  |  | ADAM-851d51f9fdbe461ca23daec900d20902 | https://www.assets.signify.com/is/image/Signify/c28f501ed19b4b028050aec900d20af9 | ADAM-997bb803ec2949099fddafcb00f27870 | https://www.assets.signify.com/is/content/Signify/b1b5929715b44e648f9aafcb00f27f08 |  |  | ADAM-85f7af3f41aa407ba58daf4200db88c0 | https://www.docs.signify.com/assets/3d8/coreline+highbay+by121p+g5+psd+105%26150%26200s+revit.rfa | ADAM-3f90152911894a1c8a5caeef009b0563 | https://www.docs.signify.com/assets/ies/_by121pg5led200s865wbpsu.ies | [14 empty] | ADAM-5c9230d19d3844978a04aeef009b01be | https://www.docs.signify.com/assets/emd/_by121pg5led200s865wbpsu.ldt |  |  | ADAM-1da1fab06f70420a9a3bafb1005f4b90 | https://www.assets.signify.com/is/content/Signify/2f1117069304498c9d2aafb1005f55f8 |  |  | L85 | L75 |  | 20000 lumen | Gray |  | <gt/>80 | 6500 K | 126 W | 159 lm/W | 50 or 60 Hz | 865 cool daylight | 20000 lumen |  | 126 W | 0.95 | [5 empty] | https://www.lighting.philips.com/link/911401630308_EU/prd/aa/en
FP-911401630408 | BY121P G5 LED105S/865 PSD NB | 911401630408 | 2022-05-27 00:00:00 |  |  | IP65 ¦ Dust penetration-protected, jet-proof |  |  |  | 6500 K |  |  |  |  | Yes | [8 empty] | -30 to +50 °C | [8 empty] | Cable 0.3 m with connector 3-pole | Yes | Connection unit 3-pole | No | DALI |  | Yes | Power supply unit with DALI interface |  |  | ENEC mark |  | - |  | For mounting on normally flammable surfaces |  | Temperature 650 °C, duration 30 s | Aluminum die-cast | IP65 ¦ Dust penetration-protected, jet-proof | (0.316, 0.332) SDCM<lt/>5 |  | 220 to 240 V | 53 A | 300 ms |  |  | No | 55° | +/-10% |  | 20% | IK08 ¦ 5 J vandal-protected |  |  |  |  | 1 unit |  | 8 | Polycarbonate | Narrow beam |  | Clear | Polycarbonate |  |  | 330 mm | 99 mm | 330 mm | [5 empty] | +/-10% | Safety class I | - |  | Yes |  | 22 |  |  | 5 years |  | ADAM-2f5dc84bc3474451ac43aec900ce52b6 | https://www.assets.signify.com/is/image/Signify/cd621d2755ef4a889d05aec900ce6802 | ADAM-25080f82df1d4543ae44aee800288d67 | https://www.assets.signify.com/is/content/Signify/fp911401630408-pss-global |  |  | ADAM-c682ce3b33094364a865aec900d20be5 | https://www.assets.signify.com/is/image/Signify/1e26ab7d2eb440b68398aec900d20f0b | ADAM-997bb803ec2949099fddafcb00f27870 | https://www.assets.signify.com/is/content/Signify/b1b5929715b44e648f9aafcb00f27f08 |  |  | ADAM-85f7af3f41aa407ba58daf4200db88c0 | https://www.docs.signify.com/assets/3d8/coreline+highbay+by121p+g5+psd+105%26150%26200s+revit.rfa | ADAM-c56a7f3cb0a24caebea9aeef009b0d74 | https://www.docs.signify.com/assets/ies/_by121pg5led105s865nbpsd.ies | [14 empty] | ADAM-78158314f5dd4eefab75aeef009b0c8b | https://www.docs.signify.com/assets/emd/_by121pg5led105s865nbpsd.ldt |  |  | ADAM-1da1fab06f70420a9a3bafb1005f4b90 | https://www.assets.signify.com/is/content/Signify/2f1117069304498c9d2aafb1005f55f8 |  |  | L85 | L75 |  | 10500 lumen | Gray |  | <gt/>80 | 6500 K | 72 W | 146 lm/W | 50 or 60 Hz | 865 cool daylight | 10500 lumen |  | 72 W | 0.95 | [5 empty] | https://www.lighting.philips.com/link/911401630408_EU/prd/aa/en
FP-911401630508 | BY121P G5 LED105S/865 PSD WB | 911401630508 | 2022-05-27 00:00:00 |  |  | IP65 ¦ Dust penetration-protected, jet-proof |  |  |  | 6500 K |  |  |  |  | Yes | [8 empty] | -30 to +50 °C | [8 empty] | Cable 0.3 m with connector 3-pole | Yes | Connection unit 3-pole | No | DALI |  | Yes | Power supply unit with DALI interface |  |  | ENEC mark |  | - |  | For mounting on normally flammable surfaces |  | Temperature 650 °C, duration 30 s | Aluminum die-cast | IP65 ¦ Dust penetration-protected, jet-proof | (0.316, 0.332) SDCM<lt/>5 |  | 220 to 240 V | 53 A | 300 ms |  |  | No | 85° x 85° | +/-10% |  | 20% | IK08 ¦ 5 J vandal-protected |  |  |  |  | 1 unit |  | 8 | Polycarbonate | Wide beam |  | Clear | Polycarbonate |  |  | 330 mm | 99 mm | 330 mm | [5 empty] | +/-10% | Safety class I | - |  | Yes |  | 25 |  |  | 5 years |  | ADAM-2f5dc84bc3474451ac43aec900ce52b6 | https://www.assets.signify.com/is/image/Signify/cd621d2755ef4a889d05aec900ce6802 | ADAM-7d96fbb747324e848675aee8002ab207 | https://www.assets.signify.com/is/content/Signify/fp911401630508-pss-global |  |  | ADAM-c682ce3b33094364a865aec900d20be5 | https://www.assets.signify.com/is/image/Signify/1e26ab7d2eb440b68398aec900d20f0b | ADAM-997bb803ec2949099fddafcb00f27870 | https://www.assets.signify.com/is/content/Signify/b1b5929715b44e648f9aafcb00f27f08 |  |  | ADAM-85f7af3f41aa407ba58daf4200db88c0 | https://www.docs.signify.com/assets/3d8/coreline+highbay+by121p+g5+psd+105%26150%26200s+revit.rfa | ADAM-3edb78a0dc5646679d19aeef009b17da | https://www.docs.signify.com/assets/ies/_by121pg5led105s865wbpsd.ies | [14 empty] | ADAM-834a43221de6408f8fdcaeef009b16a6 | https://www.docs.signify.com/assets/emd/_by121pg5led105s865wbpsd.ldt |  |  | ADAM-1da1fab06f70420a9a3bafb1005f4b90 | https://www.assets.signify.com/is/content/Signify/2f1117069304498c9d2aafb1005f55f8 |  |  | L85 | L75 |  | 10500 lumen | Gray |  | <gt/>80 | 6500 K | 72 W | 146 lm/W | 50 or 60 Hz | 865 cool daylight | 10500 lumen |  | 72 W | 0.95 | [5 empty] | https://www.lighting.philips.com/link/911401630508_EU/prd/aa/en
FP-911401630608 | BY121P G5 LED200S/865 PSD NB | 911401630608 | 2022-05-27 00:00:00 |  |  | IP65 ¦ Dust penetration-protected, jet-proof |  |  |  | 6500 K |  |  |  |  | Yes | [8 empty] | -30 to +50 °C | [8 empty] | Cable 0.3 m with connector 3-pole | Yes | Connection unit 3-pole | No | DALI |  | Yes | Power supply unit with DALI interface |  |  | ENEC mark |  | - |  | For mounting on normally flammable surfaces |  | Temperature 650 °C, duration 30 s | Aluminum die-cast | IP65 ¦ Dust penetration-protected, jet-proof | (0.316, 0.332) SDCM<lt/>5 |  | 220 to 240 V | 53 A | 300 ms |  |  | No | 55° | +/-10% |  | 10% | IK08 ¦ 5 J vandal-protected |  |  |  |  | 1 unit |  | 8 | Polycarbonate | Narrow beam |  | Clear | Polycarbonate |  |  | 330 mm | 99 mm | 330 mm | [5 empty] | +/-10% | Safety class I | - |  | Yes |  | 22 |  |  | 5 years |  | ADAM-2f5dc84bc3474451ac43aec900ce52b6 | https://www.assets.signify.com/is/image/Signify/cd621d2755ef4a889d05aec900ce6802 | ADAM-fecfeb8118034e1899c3aee800243e62 | https://www.assets.signify.com/is/content/Signify/fp911401630608-pss-global |  |  | ADAM-c682ce3b33094364a865aec900d20be5 | https://www.assets.signify.com/is/image/Signify/1e26ab7d2eb440b68398aec900d20f0b | ADAM-997bb803ec2949099fddafcb00f27870 | https://www.assets.signify.com/is/content/Signify/b1b5929715b44e648f9aafcb00f27f08 |  |  | ADAM-85f7af3f41aa407ba58daf4200db88c0 | https://www.docs.signify.com/assets/3d8/coreline+highbay+by121p+g5+psd+105%26150%26200s+revit.rfa | ADAM-cf8c046d9fcf40c1adc9aeef009b1f0c | https://www.docs.signify.com/assets/ies/_by121pg5led200s865nbpsd.ies | [14 empty] | ADAM-9d728d929dce47099e19aeef009b1e16 | https://www.docs.signify.com/assets/emd/_by121pg5led200s865nbpsd.ldt |  |  | ADAM-1da1fab06f70420a9a3bafb1005f4b90 | https://www.assets.signify.com/is/content/Signify/2f1117069304498c9d2aafb1005f55f8 |  |  | L85 | L75 |  | 20000 lumen | Gray |  | <gt/>80 | 6500 K | 134 W | 149 lm/W | 50 or 60 Hz | 865 cool daylight | 20000 lumen |  | 134 W | 0.95 | [5 empty] | https://www.lighting.philips.com/link/911401630608_EU/prd/aa/en
FP-911401630708 | BY121P G5 LED200S/865 PSD WB | 911401630708 | 2022-05-27 00:00:00 |  |  | IP65 ¦ Dust penetration-protected, jet-proof |  |  |  | 6500 K |  |  |  |  | Yes | [8 empty] | -30 to +50 °C | [8 empty] | Cable 0.3 m with connector 3-pole | Yes | Connection unit 3-pole | No | DALI |  | Yes | Power supply unit with DALI interface |  |  | ENEC mark |  | - |  | For mounting on normally flammable surfaces |  | Temperature 650 °C, duration 30 s | Aluminum die-cast | IP65 ¦ Dust penetration-protected, jet-proof | (0.316, 0.332) SDCM<lt/>5 |  | 220 to 240 V | 53 A | 300 ms |  |  | No | 85° x 85° | +/-10% |  | 10% | IK08 ¦ 5 J vandal-protected |  |  |  |  | 1 unit |  | 8 | Polycarbonate | Wide beam |  | Clear | Polycarbonate |  |  | 330 mm | 99 mm | 330 mm | [5 empty] | +/-10% | Safety class I | - |  | Yes |  | 25 |  |  | 5 years |  | ADAM-2f5dc84bc3474451ac43aec900ce52b6 | https://www.assets.signify.com/is/image/Signify/cd621d2755ef4a889d05aec900ce6802 | ADAM-0cd70f4701e440ad9e56aee80028cf9a | https://www.assets.signify.com/is/content/Signify/fp911401630708-pss-global |  |  | ADAM-c682ce3b33094364a865aec900d20be5 | https://www.assets.signify.com/is/image/Signify/1e26ab7d2eb440b68398aec900d20f0b | ADAM-997bb803ec2949099fddafcb00f27870 | https://www.assets.signify.com/is/content/Signify/b1b5929715b44e648f9aafcb00f27f08 |  |  | ADAM-85f7af3f41aa407ba58daf4200db88c0 | https://www.docs.signify.com/assets/3d8/coreline+highbay+by121p+g5+psd+105%26150%26200s+revit.rfa | ADAM-476440b7dc634ee69ac0aeef009b255e | https://www.docs.signify.com/assets/ies/_by121pg5led200s865wbpsd.ies | [14 empty] | ADAM-5140498166d14a67a50eaeef009b2475 | https://www.docs.signify.com/assets/emd/_by121pg5led200s865wbpsd.ldt |  |  | ADAM-1da1fab06f70420a9a3bafb1005f4b90 | https://www.assets.signify.com/is/content/Signify/2f1117069304498c9d2aafb1005f55f8 |  |  | L85 | L75 |  | 20000 lumen | Gray |  | <gt/>80 | 6500 K | 134 W | 149 lm/W | 50 or 60 Hz | 865 cool daylight | 20000 lumen |  | 134 W | 0.95 | [5 empty] | https://www.lighting.philips.com/link/911401630708_EU/prd/aa/en
FP-911401630808 | BY122P G5 LED250S/840 PSU NB | 911401630808 | 2022-05-27 00:00:00 |  |  | IP65 ¦ Dust penetration-protected, jet-proof |  |  |  | 4000 K |  |  |  |  | No | [8 empty] | -30 to +50 °C | [8 empty] | Cable 0.3 m with connector 3-pole | Yes | Connection unit 3-pole | No |  |  | Yes | Power supply unit (On/Off) |  |  | ENEC mark |  | - |  | For mounting on normally flammable surfaces |  | Temperature 650 °C, duration 30 s | Aluminum die-cast | IP65 ¦ Dust penetration-protected, jet-proof | (0.385, 0.380) SDCM<lt/>5 |  | 220 to 240 V | 54 A | 750 ms |  |  | No | 55° | +/-10% |  | Not applicable | IK08 ¦ 5 J vandal-protected |  |  |  |  | 1 unit |  | 6 | Polycarbonate | Narrow beam |  | Clear | Polycarbonate |  |  | 393 mm | 99 mm | 393 mm | [5 empty] | +/-10% | Safety class I | - |  | Yes |  | 22 |  |  | 5 years |  | ADAM-0b443b9105204a30a73faec900ce6dc0 | https://www.assets.signify.com/is/image/Signify/5443399047a84d97a93aaec900ce8215 | ADAM-ae906b68931f470a84d4aee8002b268a | https://www.assets.signify.com/is/content/Signify/fp911401630808-pss-global |  |  | ADAM-52940812de9a473ca971aec900d210ac | https://www.assets.signify.com/is/image/Signify/e704e89d54d340809256aec900d2125a | ADAM-997bb803ec2949099fddafcb00f27870 | https://www.assets.signify.com/is/content/Signify/b1b5929715b44e648f9aafcb00f27f08 |  |  | ADAM-23e09232c30040159e6daf4200db8c04 | https://www.docs.signify.com/assets/3d8/coreline+highbay+by122p+g5+psu+250%26300s+revit_v2.rfa | ADAM-40e5f0acad3744e1aaf7aeef009b3159 | https://www.docs.signify.com/assets/ies/_.ies | [14 empty] | ADAM-d5d2043a732c4935afc9aeef009b2f45 | https://www.docs.signify.com/assets/emd/_.ldt |  |  | ADAM-1da1fab06f70420a9a3bafb1005f4b90 | https://www.assets.signify.com/is/content/Signify/2f1117069304498c9d2aafb1005f55f8 |  |  | L85 | L75 |  | 25000 lumen | Gray |  | <gt/>80 | 4000 K | 157 W | 159 lm/W | 50 or 60 Hz | 840 neutral white | 25000 lumen |  | 157 W | 0.95 | [5 empty] | https://www.lighting.philips.com/link/911401630808_EU/prd/aa/en
FP-911401630908 | BY122P G5 LED250S/840 PSU WB | 911401630908 | 2022-05-27 00:00:00 |  |  | IP65 ¦ Dust penetration-protected, jet-proof |  |  |  | 4000 K |  |  |  |  | No | [8 empty] | -30 to +50 °C | [8 empty] | Cable 0.3 m with connector 3-pole | Yes | Connection unit 3-pole | No |  |  | Yes | Power supply unit (On/Off) |  |  | ENEC mark |  | - |  | For mounting on normally flammable surfaces |  | Temperature 650 °C, duration 30 s | Aluminum die-cast | IP65 ¦ Dust penetration-protected, jet-proof | (0.385, 0.380) SDCM<lt/>5 |  | 220 to 240 V | 54 A | 750 ms |  |  | No | 85° x 85° | +/-10% |  | Not applicable | IK08 ¦ 5 J vandal-protected |  |  |  |  | 1 unit |  | 6 | Polycarbonate | Wide beam |  | Clear | Polycarbonate |  |  | 393 mm | 99 mm | 393 mm | [5 empty] | +/-10% | Safety class I | - |  | Yes |  | 25 |  |  | 5 years |  | ADAM-0b443b9105204a30a73faec900ce6dc0 | https://www.assets.signify.com/is/image/Signify/5443399047a84d97a93aaec900ce8215 | ADAM-bd26522fe6ff43e8b157aee80026f45d | https://www.assets.signify.com/is/content/Signify/fp911401630908-pss-global |  |  | ADAM-52940812de9a473ca971aec900d210ac | https://www.assets.signify.com/is/image/Signify/e704e89d54d340809256aec900d2125a | ADAM-997bb803ec2949099fddafcb00f27870 | https://www.assets.signify.com/is/content/Signify/b1b5929715b44e648f9aafcb00f27f08 |  |  | ADAM-23e09232c30040159e6daf4200db8c04 | https://www.docs.signify.com/assets/3d8/coreline+highbay+by122p+g5+psu+250%26300s+revit_v2.rfa | ADAM-d88f6b3a6a8b4e2998eaaeef009b38aa | https://www.docs.signify.com/assets/ies/_by122pg5led250s840wbpsu.ies | [14 empty] | ADAM-d8592ed00aa7483d8a5daeef009b36c1 | https://www.docs.signify.com/assets/emd/_by122pg5led250s840wbpsu.ldt |  |  | ADAM-1da1fab06f70420a9a3bafb1005f4b90 | https://www.assets.signify.com/is/content/Signify/2f1117069304498c9d2aafb1005f55f8 |  |  | L85 | L75 |  | 25000 lumen | Gray |  | <gt/>80 | 4000 K | 157 W | 159 lm/W | 50 or 60 Hz | 840 neutral white | 25000 lumen |  | 157 W | 0.95 | [5 empty] | https://www.lighting.philips.com/link/911401630908_EU/prd/aa/en
FP-911401631005 | DN140B LED10S/830 PSU WR PI6 | 911401631005 | 2018-04-18 00:00:00 |  |  | IP20 ¦ Finger-protected |  |  |  | 3000 K |  |  |  |  | No | [8 empty] | -20 to +40 °C |  | - W | 120 degree(s) | [5 empty] | - | Yes | Push-in connector 6-pole | No |  | 1 % | Yes | Power supply unit (On/Off) |  | - W | - |  | Steel |  | For mounting on normally flammable surfaces |  | Temperature 850 °C, duration 30 s | Polycarbonate | IP20 ¦ Finger-protected | (0.435,0.405) SDCM≦5 | - W | 220-240 V | 2.2 A | 0.045 ms |  |  | No | 60° | +/-10% |  | Not applicable | IK02 ¦ 0.2 J standard |  |  |  |  | 1 unit |  | 24 | Polycarbonate | - |  | Frosted | Polycarbonate |  |  | 162 mm | 100 mm | 0 mm | 0 mm |  |  |  |  | +/-10% | Safety class I | Polycarbonate |  | Yes |  | 25 |  |  | 5 years |  | ADAM-bf3253fafb274fe18984a90c008931b0 | https://www.assets.signify.com/is/image/Signify/a618d1de9ee9407e991da90c0089338f | ADAM-23f43c894bcf4add833ea92c01791c5d | https://www.assets.signify.com/is/content/PhilipsLighting/fp911401631005-pss-global |  |  | ADAM-d583b9c8ec31474fbc1fa90c00caf1b2 | https://www.assets.signify.com/is/image/PhilipsLighting/a77736a37b404dde800aa90c00caf32f | ADAM-99506acc117f48a8a171ada600bfc5ca | https://www.assets.signify.com/is/content/Signify/27c7646105f14d568227ada600bfcc62 |  |  |  |  | ADAM-feb0c40ab2b24737b4b0abfb008dfe54 | https://www.docs.signify.com/assets/ies/ifmt1_dn140bpsud1621xled10s830wr.ies | [14 empty] | ADAM-9da4275a51434afd8ae2abfb008dfd1e | https://www.docs.signify.com/assets/emd/ifmt2_dn140bpsud1621xled10s830wr.ldt | ADAM-cd4acd28298a45da9f39af1800880c1f | https://www.assets.signify.com/is/content/Signify/c43b29eb88344db787e8af1800881464 | ADAM-e44636982ef3489c8d1caf32007fac9a | https://www.assets.signify.com/is/content/Signify/b034aea9062a4e9ba8f4af32007fb995 |  |  | L70 |  |  | 1100 lumen | White |  | ≥80 | 3000 K | 9.5 W | 115 lm/W | 50 to 60 Hz | 830 warm white | 1100 lumen |  | 9.5 W | 0.95 | [5 empty] | https://www.lighting.philips.com/link/911401631005_EU/prd/aa/en
FP-911401631008 | BY122P G5 LED250S/865 PSU NB | 911401631008 | 2022-05-27 00:00:00 |  |  | IP65 ¦ Dust penetration-protected, jet-proof |  |  |  | 6500 K |  |  |  |  | No | [8 empty] | -30 to +50 °C | [8 empty] | Cable 0.3 m with connector 3-pole | Yes | Connection unit 3-pole | No |  |  | Yes | Power supply unit (On/Off) |  |  | ENEC mark |  | - |  | For mounting on normally flammable surfaces |  | Temperature 650 °C, duration 30 s | Aluminum die-cast | IP65 ¦ Dust penetration-protected, jet-proof | (0.316, 0.332) SDCM<lt/>5 |  | 220 to 240 V | 54 A | 750 ms |  |  | No | 55° | +/-10% |  | Not applicable | IK08 ¦ 5 J vandal-protected |  |  |  |  | 1 unit |  | 6 | Polycarbonate | Narrow beam |  | Clear | Polycarbonate |  |  | 393 mm | 99 mm | 393 mm | [5 empty] | +/-10% | Safety class I | - |  | Yes |  | 22 |  |  | 5 years |  | ADAM-0b443b9105204a30a73faec900ce6dc0 | https://www.assets.signify.com/is/image/Signify/5443399047a84d97a93aaec900ce8215 | ADAM-2088bf862e6c44648f4aaee8002418d2 | https://www.assets.signify.com/is/content/Signify/fp911401631008-pss-global |  |  | ADAM-52940812de9a473ca971aec900d210ac | https://www.assets.signify.com/is/image/Signify/e704e89d54d340809256aec900d2125a | ADAM-997bb803ec2949099fddafcb00f27870 | https://www.assets.signify.com/is/content/Signify/b1b5929715b44e648f9aafcb00f27f08 |  |  | ADAM-23e09232c30040159e6daf4200db8c04 | https://www.docs.signify.com/assets/3d8/coreline+highbay+by122p+g5+psu+250%26300s+revit_v2.rfa | ADAM-6cc71da7eee54dbd93ffaeef009b470b | https://www.docs.signify.com/assets/ies/_.ies | [14 empty] | ADAM-481b812695ae4288bbd9aeef009b44e7 | https://www.docs.signify.com/assets/emd/_.ldt |  |  | ADAM-1da1fab06f70420a9a3bafb1005f4b90 | https://www.assets.signify.com/is/content/Signify/2f1117069304498c9d2aafb1005f55f8 |  |  | L85 | L75 |  | 25000 lumen | Gray |  | <gt/>80 | 6500 K | 157 W | 159 lm/W | 50 or 60 Hz | 865 cool daylight | 25000 lumen |  | 157 W | 0.95 | [5 empty] | https://www.lighting.philips.com/link/911401631008_EU/prd/aa/en
FP-911401631105 | DN140B LED10S/840 PSU WR PI6 | 911401631105 | 2018-04-18 00:00:00 |  |  | IP20 ¦ Finger-protected |  |  |  | 4000 K |  |  |  |  | No | [8 empty] | -20 to +40 °C |  | - W | 120 degree(s) | [5 empty] | - | Yes | Push-in connector 6-pole | No |  | 1 % | Yes | Power supply unit (On/Off) |  | - W | - |  | Steel |  | For mounting on normally flammable surfaces |  | Temperature 850 °C, duration 30 s | Polycarbonate | IP20 ¦ Finger-protected | (0.381,0.379) SDCM≦5 | - W | 220-240 V | 2.2 A | 0.045 ms |  |  | No | 60° | +/-10% |  | Not applicable | IK02 ¦ 0.2 J standard |  |  |  |  | 1 unit |  | 24 | Polycarbonate | - |  | Frosted | Polycarbonate |  |  | 162 mm | 100 mm | 0 mm | 0 mm |  |  |  |  | +/-10% | Safety class I | Polycarbonate |  | Yes |  | 25 |  |  | 5 years |  | ADAM-bf3253fafb274fe18984a90c008931b0 | https://www.assets.signify.com/is/image/Signify/a618d1de9ee9407e991da90c0089338f | ADAM-255383c6839f46d9816ea92c016b29d0 | https://www.assets.signify.com/is/content/PhilipsLighting/fp911401631105-pss-global |  |  | ADAM-d583b9c8ec31474fbc1fa90c00caf1b2 | https://www.assets.signify.com/is/image/PhilipsLighting/a77736a37b404dde800aa90c00caf32f | ADAM-99506acc117f48a8a171ada600bfc5ca | https://www.assets.signify.com/is/content/Signify/27c7646105f14d568227ada600bfcc62 |  |  |  |  | ADAM-cb77ec4cca6742319e12abfb008e1b57 | https://www.docs.signify.com/assets/ies/ifmt1_dn140bpsud1621xled10s840wr.ies | [14 empty] | ADAM-a698fd30871c4e548364abfb008e1a8a | https://www.docs.signify.com/assets/emd/ifmt2_dn140bpsud1621xled10s840wr.ldt | ADAM-cd4acd28298a45da9f39af1800880c1f | https://www.assets.signify.com/is/content/Signify/c43b29eb88344db787e8af1800881464 | ADAM-e44636982ef3489c8d1caf32007fac9a | https://www.assets.signify.com/is/content/Signify/b034aea9062a4e9ba8f4af32007fb995 |  |  | L70 |  |  | 1100 lumen | White |  | ≥80 | 4000 K | 9.5 W | 115 lm/W | 50 to 60 Hz | 840 neutral white | 1100 lumen |  | 9.5 W | 0.95 | [5 empty] | https://www.lighting.philips.com/link/911401631105_EU/prd/aa/en
FP-911401631108 | BY122P G5 LED250S/865 PSU WB | 911401631108 | 2022-05-27 00:00:00 |  |  | IP65 ¦ Dust penetration-protected, jet-proof |  |  |  | 6500 K |  |  |  |  | No | [8 empty] | -30 to +50 °C | [8 empty] | Cable 0.3 m with connector 3-pole | Yes | Connection unit 3-pole | No |  |  | Yes | Power supply unit (On/Off) |  |  | ENEC mark |  | - |  | For mounting on normally flammable surfaces |  | Temperature 650 °C, duration 30 s | Aluminum die-cast | IP65 ¦ Dust penetration-protected, jet-proof | (0.316, 0.332) SDCM<lt/>5 |  | 220 to 240 V | 54 A | 750 ms |  |  | No | 85° x 85° | +/-10% |  | Not applicable | IK08 ¦ 5 J vandal-protected |  |  |  |  | 1 unit |  | 6 | Polycarbonate | Wide beam |  | Clear | Polycarbonate |  |  | 393 mm | 99 mm | 393 mm | [5 empty] | +/-10% | Safety class I | - |  | Yes |  | 25 |  |  | 5 years |  | ADAM-0b443b9105204a30a73faec900ce6dc0 | https://www.assets.signify.com/is/image/Signify/5443399047a84d97a93aaec900ce8215 | ADAM-d66daf021ac14e338ac2aee800279185 | https://www.assets.signify.com/is/content/Signify/fp911401631108-pss-global |  |  | ADAM-52940812de9a473ca971aec900d210ac | https://www.assets.signify.com/is/image/Signify/e704e89d54d340809256aec900d2125a | ADAM-997bb803ec2949099fddafcb00f27870 | https://www.assets.signify.com/is/content/Signify/b1b5929715b44e648f9aafcb00f27f08 |  |  | ADAM-23e09232c30040159e6daf4200db8c04 | https://www.docs.signify.com/assets/3d8/coreline+highbay+by122p+g5+psu+250%26300s+revit_v2.rfa | ADAM-0584c142f01f413fbe49aeef009b50f0 | https://www.docs.signify.com/assets/ies/_by122pg5led250s865wbpsu.ies | [14 empty] | ADAM-e57697f86e464d6d9877aeef009b4c83 | https://www.docs.signify.com/assets/emd/_by122pg5led250s865wbpsu.ldt |  |  | ADAM-1da1fab06f70420a9a3bafb1005f4b90 | https://www.assets.signify.com/is/content/Signify/2f1117069304498c9d2aafb1005f55f8 |  |  | L85 | L75 |  | 25000 lumen | Gray |  | <gt/>80 | 6500 K | 157 W | 159 lm/W | 50 or 60 Hz | 865 cool daylight | 25000 lumen |  | 157 W | 0.95 | [5 empty] | https://www.lighting.philips.com/link/911401631108_EU/prd/aa/en
FP-911401631205 | DN140B LED10S/830 PSD-E WR | 911401631205 | 2018-04-18 00:00:00 |  |  | IP20 ¦ Finger-protected |  |  |  | 3000 K |  |  |  |  | Yes | [8 empty] | -20 to +40 °C |  | - W | 120 degree(s) | [5 empty] | - | Yes | Push-in connector and pull relief | No | DALI | 1 % | Yes | Power supply unit with DALI interface external |  | - W | - |  | Steel |  | For mounting on normally flammable surfaces |  | Temperature 850 °C, duration 30 s | Aluminium | IP20 ¦ Finger-protected | (0.435,0.405) SDCM≦5 | - W | 220-240 V | 20.4 A | 0.195 ms |  |  | No | 60° | +/-10% |  | 1% | IK02 ¦ 0.2 J standard |  |  |  |  | 1 unit |  | 24 | Polycarbonate | - | [5 empty] | 162 mm | 100 mm | 0 mm | 0 mm |  |  |  |  | +/-10% | Safety class I | Polycarbonate |  | Yes |  | 25 |  |  | 5 years |  | ADAM-bf3253fafb274fe18984a90c008931b0 | https://www.assets.signify.com/is/image/Signify/a618d1de9ee9407e991da90c0089338f | ADAM-e024aa85867a49faa0dfa92c017073ca | https://www.assets.signify.com/is/content/PhilipsLighting/fp911401631205-pss-global |  |  | ADAM-574789f1414c4a52b6d1a90c00caeacd | https://www.assets.signify.com/is/image/PhilipsLighting/be6d7a6f07fb44e68298a90c00caeb6a | ADAM-99506acc117f48a8a171ada600bfc5ca | https://www.assets.signify.com/is/content/Signify/27c7646105f14d568227ada600bfcc62 |  |  |  |  | ADAM-4b55c500fdde4e838b4aabfb008cf4cb | https://www.docs.signify.com/assets/ies/ifmt1_dn140bpsed-ed1621xled10s830wr.ies | [14 empty] | ADAM-5c79bea80dc24448a7f2abfb008cf3f7 | https://www.docs.signify.com/assets/emd/ifmt2_dn140bpsed-ed1621xled10s830wr.ldt | ADAM-cd4acd28298a45da9f39af1800880c1f | https://www.assets.signify.com/is/content/Signify/c43b29eb88344db787e8af1800881464 | ADAM-e44636982ef3489c8d1caf32007fac9a | https://www.assets.signify.com/is/content/Signify/b034aea9062a4e9ba8f4af32007fb995 |  |  | L70 |  |  | 1100 lumen | White |  | ≥80 | 3000 K | 11.5 W | 96 lm/W | 50 to 60 Hz | 830 warm white | 1100 lumen |  | 11.5 W | 0.9 | [5 empty] | https://www.lighting.philips.com/link/911401631205_EU/prd/aa/en
FP-911401631208 | BY122P G5 LED250S/840 PSD NB | 911401631208 | 2022-05-27 00:00:00 |  |  | IP65 ¦ Dust penetration-protected, jet-proof |  |  |  | 4000 K |  |  |  |  | Yes | [8 empty] | -30 to +50 °C | [8 empty] | Cable 0.3 m with connector 3-pole | Yes | Connection unit 3-pole | No | DALI |  | Yes | Power supply unit with DALI interface |  |  | ENEC mark |  | - |  | For mounting on normally flammable surfaces |  | Temperature 650 °C, duration 30 s | Aluminum die-cast | IP65 ¦ Dust penetration-protected, jet-proof | (0.385, 0.380) SDCM<lt/>5 |  | 220 to 240 V | 60 A | 600 ms |  |  | No | 55° | +/-10% |  | 20% | IK08 ¦ 5 J vandal-protected |  |  |  |  | 2 units |  | 6 | Polycarbonate | Narrow beam |  | Clear | Polycarbonate |  |  | 393 mm | 126 mm | 393 mm | [5 empty] | +/-10% | Safety class I | - |  | Yes |  | 22 |  |  | 5 years |  | ADAM-0b443b9105204a30a73faec900ce6dc0 | https://www.assets.signify.com/is/image/Signify/5443399047a84d97a93aaec900ce8215 | ADAM-7e48d18d7d114db4b428aee800242429 | https://www.assets.signify.com/is/content/Signify/fp911401631208-pss-global |  |  | ADAM-e02c01ee0eec4b15bf3eaec900d2140a | https://www.assets.signify.com/is/image/Signify/cfa4dd9bcc73434a9715aec900d215da | ADAM-997bb803ec2949099fddafcb00f27870 | https://www.assets.signify.com/is/content/Signify/b1b5929715b44e648f9aafcb00f27f08 |  |  | ADAM-65e96692cbec4bc0ba1eaf4200db92a5 | https://www.docs.signify.com/assets/3d8/coreline+highbay+by122p+g5+psd+250%26300s+revit_v2.rfa | ADAM-d39f68e3e45d4050be4caeef009b59c5 | https://www.docs.signify.com/assets/ies/_.ies | [14 empty] | ADAM-08124b2c8fb74d0caff1aeef009b58a7 | https://www.docs.signify.com/assets/emd/_.ldt |  |  | ADAM-1da1fab06f70420a9a3bafb1005f4b90 | https://www.assets.signify.com/is/content/Signify/2f1117069304498c9d2aafb1005f55f8 |  |  | L85 | L75 |  | 25000 lumen | Gray |  | <gt/>80 | 4000 K | 168 W | 149 lm/W | 50 or 60 Hz | 840 neutral white | 25000 lumen |  | 168 W | 0.95 | [5 empty] | https://www.lighting.philips.com/link/911401631208_EU/prd/aa/en
FP-911401631305 | DN140B LED10S/840 PSD-E WR | 911401631305 | 2018-04-18 00:00:00 |  |  | IP20 ¦ Finger-protected |  |  |  | 4000 K |  |  |  |  | Yes | [8 empty] | -20 to +40 °C |  | - W | 120 degree(s) | [5 empty] | - | Yes | Push-in connector and pull relief | No | DALI | 1 % | Yes | Power supply unit with DALI interface external |  | - W | - |  | Steel |  | For mounting on normally flammable surfaces |  | Temperature 850 °C, duration 30 s | Aluminium | IP20 ¦ Finger-protected | (0.381,0.379) SDCM≦5 | - W | 220-240 V | 20.4 A | 0.195 ms |  |  | No | 60° | +/-10% |  | 1% | IK02 ¦ 0.2 J standard |  |  |  |  | 1 unit |  | 24 | Polycarbonate | - | [5 empty] | 162 mm | 100 mm | 0 mm | 0 mm |  |  |  |  | +/-10% | Safety class I | Polycarbonate |  | Yes |  | 25 |  |  | 5 years |  | ADAM-bf3253fafb274fe18984a90c008931b0 | https://www.assets.signify.com/is/image/Signify/a618d1de9ee9407e991da90c0089338f | ADAM-7b1ad8287c1641f298c0a92c0173d6d6 | https://www.assets.signify.com/is/content/PhilipsLighting/fp911401631305-pss-global |  |  | ADAM-574789f1414c4a52b6d1a90c00caeacd | https://www.assets.signify.com/is/image/PhilipsLighting/be6d7a6f07fb44e68298a90c00caeb6a | ADAM-99506acc117f48a8a171ada600bfc5ca | https://www.assets.signify.com/is/content/Signify/27c7646105f14d568227ada600bfcc62 |  |  |  |  | ADAM-3e1e0c90f97740ceb3b1abfb008d0f5b | https://www.docs.signify.com/assets/ies/ifmt1_dn140bpsed-ed1621xled10s840wr.ies | [14 empty] | ADAM-528039982b4a4028969dabfb008d0e95 | https://www.docs.signify.com/assets/emd/ifmt2_dn140bpsed-ed1621xled10s840wr.ldt | ADAM-cd4acd28298a45da9f39af1800880c1f | https://www.assets.signify.com/is/content/Signify/c43b29eb88344db787e8af1800881464 | ADAM-e44636982ef3489c8d1caf32007fac9a | https://www.assets.signify.com/is/content/Signify/b034aea9062a4e9ba8f4af32007fb995 |  |  | L70 |  |  | 1100 lumen | White |  | ≥80 | 4000 K | 11.5 W | 96 lm/W | 50 to 60 Hz | 840 neutral white | 1100 lumen |  | 11.5 W | 0.9 | [5 empty] | https://www.lighting.philips.com/link/911401631305_EU/prd/aa/en
FP-911401631308 | BY122P G5 LED250S/840 PSD WB | 911401631308 | 2022-05-27 00:00:00 |  |  | IP65 ¦ Dust penetration-protected, jet-proof |  |  |  | 4000 K |  |  |  |  | Yes | [8 empty] | -30 to +50 °C | [8 empty] | Cable 0.3 m with connector 3-pole | Yes | Connection unit 3-pole | No | DALI |  | Yes | Power supply unit with DALI interface |  |  | ENEC mark |  | - |  | For mounting on normally flammable surfaces |  | Temperature 650 °C, duration 30 s | Aluminum die-cast | IP65 ¦ Dust penetration-protected, jet-proof | (0.385, 0.380) SDCM<lt/>5 |  | 220 to 240 V | 60 A | 600 ms |  |  | No | 85° x 85° | +/-10% |  | 20% | IK08 ¦ 5 J vandal-protected |  |  |  |  | 2 units |  | 6 | Polycarbonate | Wide beam |  | Clear | Polycarbonate |  |  | 393 mm | 126 mm | 393 mm | [5 empty] | +/-10% | Safety class I | - |  | Yes |  | 25 |  |  | 5 years |  | ADAM-0b443b9105204a30a73faec900ce6dc0 | https://www.assets.signify.com/is/image/Signify/5443399047a84d97a93aaec900ce8215 | ADAM-874bc841a04d4c75a9efaee8002773f2 | https://www.assets.signify.com/is/content/Signify/fp911401631308-pss-global |  |  | ADAM-e02c01ee0eec4b15bf3eaec900d2140a | https://www.assets.signify.com/is/image/Signify/cfa4dd9bcc73434a9715aec900d215da | ADAM-997bb803ec2949099fddafcb00f27870 | https://www.assets.signify.com/is/content/Signify/b1b5929715b44e648f9aafcb00f27f08 |  |  | ADAM-65e96692cbec4bc0ba1eaf4200db92a5 | https://www.docs.signify.com/assets/3d8/coreline+highbay+by122p+g5+psd+250%26300s+revit_v2.rfa | ADAM-23682fc0316142d6acb7aeef009b68a4 | https://www.docs.signify.com/assets/ies/_by122pg5led250s840wbpsd.ies | [14 empty] | ADAM-6a0d08788f2e4d878ffcaeef009b6443 | https://www.docs.signify.com/assets/emd/_by122pg5led250s840wbpsd.ldt |  |  | ADAM-1da1fab06f70420a9a3bafb1005f4b90 | https://www.assets.signify.com/is/content/Signify/2f1117069304498c9d2aafb1005f55f8 |  |  | L85 | L75 |  | 25000 lumen | Gray |  | <gt/>80 | 4000 K | 168 W | 149 lm/W | 50 or 60 Hz | 840 neutral white | 25000 lumen |  | 168 W | 0.95 | [5 empty] | https://www.lighting.philips.com/link/911401631308_EU/prd/aa/en
FP-911401631405 | DN140B LED20S/830 PSU WR PI6 | 911401631405 | 2018-04-18 00:00:00 |  |  | IP20 ¦ Finger-protected |  |  |  | 3000 K |  |  |  |  | No | [8 empty] | -20 to +40 °C |  | - W | 120 degree(s) | [5 empty] | - | Yes | Push-in connector 6-pole | No |  | 1 % | Yes | Power supply unit (On/Off) |  | - W | - |  | Steel |  | For mounting on normally flammable surfaces |  | Temperature 850 °C, duration 30 s | Polycarbonate | IP20 ¦ Finger-protected | (0.435,0.404) SDCM≦5 | - W | 220-240 V | 2.2 A | 0.045 ms |  |  | No | 60° | +/-10% |  | Not applicable | IK02 ¦ 0.2 J standard |  |  |  |  | 1 unit |  | 24 | Polycarbonate | - |  | Frosted | Polycarbonate |  |  | 216 mm | 108 mm | 0 mm | 0 mm |  |  |  |  | +/-10% | Safety class I | Polycarbonate |  | Yes |  | 25 |  |  | 5 years |  | ADAM-03f1d19e168a46308904a90c00894e0f | https://www.assets.signify.com/is/image/Signify/ee955965ee7b40cd8467a90c00895091 | ADAM-9f3ceaa21abc43acb682a92c017a0548 | https://www.assets.signify.com/is/content/PhilipsLighting/fp911401631405-pss-global |  |  | ADAM-3c437d177be542878e73a90c00caf737 | https://www.assets.signify.com/is/image/PhilipsLighting/f5a7813cf0784c749e61a90c00caf7ca | ADAM-99506acc117f48a8a171ada600bfc5ca | https://www.assets.signify.com/is/content/Signify/27c7646105f14d568227ada600bfcc62 |  |  |  |  | ADAM-ad87cf9e51d94deba199abfb008e35db | https://www.docs.signify.com/assets/ies/ifmt1_dn140bpsud2161xled20s830wr.ies | [14 empty] | ADAM-4d72f0ec9dc0464b84a2abfb008e3466 | https://www.docs.signify.com/assets/emd/ifmt2_dn140bpsud2161xled20s830wr.ldt | ADAM-cd4acd28298a45da9f39af1800880c1f | https://www.assets.signify.com/is/content/Signify/c43b29eb88344db787e8af1800881464 | ADAM-e44636982ef3489c8d1caf32007fac9a | https://www.assets.signify.com/is/content/Signify/b034aea9062a4e9ba8f4af32007fb995 |  |  | L70 |  |  | 2200 lumen | White |  | ≥80 | 3000 K | 19 W | 119 lm/W | 50 to 60 Hz | 830 warm white | 2200 lumen |  | 19 W | 0.95 | [5 empty] | https://www.lighting.philips.com/link/911401631405_EU/prd/aa/en
FP-911401631408 | BY122P G5 LED250S/865 PSD NB | 911401631408 | 2022-05-27 00:00:00 |  |  | IP65 ¦ Dust penetration-protected, jet-proof |  |  |  | 6500 K |  |  |  |  | Yes | [8 empty] | -30 to +50 °C | [8 empty] | Cable 0.3 m with connector 3-pole | Yes | Connection unit 3-pole | No | DALI |  | Yes | Power supply unit with DALI interface |  |  | ENEC mark |  | - |  | For mounting on normally flammable surfaces |  | Temperature 650 °C, duration 30 s | Aluminum die-cast | IP65 ¦ Dust penetration-protected, jet-proof | (0.316, 0.332) SDCM<lt/>5 |  | 220 to 240 V | 60 A | 600 ms |  |  | No | 55° | +/-10% |  | 20% | IK08 ¦ 5 J vandal-protected |  |  |  |  | 2 units |  | 6 | Polycarbonate | Narrow beam |  | Clear | Polycarbonate |  |  | 393 mm | 126 mm | 393 mm | [5 empty] | +/-10% | Safety class I | - |  | Yes |  | 22 |  |  | 5 years |  | ADAM-0b443b9105204a30a73faec900ce6dc0 | https://www.assets.signify.com/is/image/Signify/5443399047a84d97a93aaec900ce8215 | ADAM-aed494567ab249e1a8a8aee80024b7dd | https://www.assets.signify.com/is/content/Signify/fp911401631408-pss-global |  |  | ADAM-e02c01ee0eec4b15bf3eaec900d2140a | https://www.assets.signify.com/is/image/Signify/cfa4dd9bcc73434a9715aec900d215da | ADAM-997bb803ec2949099fddafcb00f27870 | https://www.assets.signify.com/is/content/Signify/b1b5929715b44e648f9aafcb00f27f08 |  |  | ADAM-65e96692cbec4bc0ba1eaf4200db92a5 | https://www.docs.signify.com/assets/3d8/coreline+highbay+by122p+g5+psd+250%26300s+revit_v2.rfa | ADAM-a467615017e14c758e82aeef009b70d6 | https://www.docs.signify.com/assets/ies/_.ies | [14 empty] | ADAM-79f62e3f541f4ce5a378aeef009b6c57 | https://www.docs.signify.com/assets/emd/_.ldt |  |  | ADAM-1da1fab06f70420a9a3bafb1005f4b90 | https://www.assets.signify.com/is/content/Signify/2f1117069304498c9d2aafb1005f55f8 |  |  | L85 | L75 |  | 25000 lumen | Gray |  | <gt/>80 | 6500 K | 168 W | 149 lm/W | 50 or 60 Hz | 865 cool daylight | 25000 lumen |  | 168 W | 0.95 | [5 empty] | https://www.lighting.philips.com/link/911401631408_EU/prd/aa/en
FP-911401631505 | DN140B LED20S/840 PSU WR PI6 | 911401631505 | 2018-04-18 00:00:00 |  |  | IP20 ¦ Finger-protected |  |  |  | 4000 K |  |  |  |  | No | [8 empty] | -20 to +40 °C |  | - W | 120 degree(s) | [5 empty] | - | Yes | Push-in connector 6-pole | No |  | 1 % | Yes | Power supply unit (On/Off) |  | - W | - |  | Steel |  | For mounting on normally flammable surfaces |  | Temperature 850 °C, duration 30 s | Polycarbonate | IP20 ¦ Finger-protected | (0.380,0.377) SDCM≦5 | - W | 220-240 V | 2.2 A | 0.045 ms |  |  | No | 60° | +/-10% |  | Not applicable | IK02 ¦ 0.2 J standard |  |  |  |  | 1 unit |  | 24 | Polycarbonate | - |  | Frosted | Polycarbonate |  |  | 216 mm | 108 mm | 0 mm | 0 mm |  |  |  |  | +/-10% | Safety class I | Polycarbonate |  | Yes |  | 25 |  |  | 5 years |  | ADAM-03f1d19e168a46308904a90c00894e0f | https://www.assets.signify.com/is/image/Signify/ee955965ee7b40cd8467a90c00895091 | ADAM-3d3df942cfda4924a491a92c0181563c | https://www.assets.signify.com/is/content/PhilipsLighting/fp911401631505-pss-global |  |  | ADAM-3c437d177be542878e73a90c00caf737 | https://www.assets.signify.com/is/image/PhilipsLighting/f5a7813cf0784c749e61a90c00caf7ca | ADAM-99506acc117f48a8a171ada600bfc5ca | https://www.assets.signify.com/is/content/Signify/27c7646105f14d568227ada600bfcc62 |  |  |  |  | ADAM-606ea35c256e41c48e40abfb008e543d | https://www.docs.signify.com/assets/ies/ifmt1_dn140bpsud2161xled20s840wr.ies | [14 empty] | ADAM-5cfacf542f884a4ebabeabfb008e5309 | https://www.docs.signify.com/assets/emd/ifmt2_dn140bpsud2161xled20s840wr.ldt | ADAM-cd4acd28298a45da9f39af1800880c1f | https://www.assets.signify.com/is/content/Signify/c43b29eb88344db787e8af1800881464 | ADAM-e44636982ef3489c8d1caf32007fac9a | https://www.assets.signify.com/is/content/Signify/b034aea9062a4e9ba8f4af32007fb995 |  |  | L70 |  |  | 2200 lumen | White |  | ≥80 | 4000 K | 19 W | 119 lm/W | 50 to 60 Hz | 840 neutral white | 2200 lumen |  | 19 W | 0.95 | [5 empty] | https://www.lighting.philips.com/link/911401631505_EU/prd/aa/en
FP-911401631508 | BY122P G5 LED250S/865 PSD WB | 911401631508 | 2022-05-27 00:00:00 |  |  | IP65 ¦ Dust penetration-protected, jet-proof |  |  |  | 6500 K |  |  |  |  | Yes | [8 empty] | -30 to +50 °C | [8 empty] | Cable 0.3 m with connector 3-pole | Yes | Connection unit 3-pole | No | DALI |  | Yes | Power supply unit with DALI interface |  |  | ENEC mark |  | - |  | For mounting on normally flammable surfaces |  | Temperature 650 °C, duration 30 s | Aluminum die-cast | IP65 ¦ Dust penetration-protected, jet-proof | (0.316, 0.332) SDCM<lt/>5 |  | 220 to 240 V | 60 A | 600 ms |  |  | No | 85° x 85° | +/-10% |  | 20% | IK08 ¦ 5 J vandal-protected |  |  |  |  | 2 units |  | 6 | Polycarbonate | Wide beam |  | Clear | Polycarbonate |  |  | 393 mm | 126 mm | 530 mm | 393 mm |  |  |  |  | +/-10% | Safety class I | - |  | Yes |  | 25 |  |  | 5 years |  | ADAM-0b443b9105204a30a73faec900ce6dc0 | https://www.assets.signify.com/is/image/Signify/5443399047a84d97a93aaec900ce8215 | ADAM-2b0daa98d51c48ba8374aee8002499a4 | https://www.assets.signify.com/is/content/Signify/fp911401631508-pss-global |  |  | ADAM-e02c01ee0eec4b15bf3eaec900d2140a | https://www.assets.signify.com/is/image/Signify/cfa4dd9bcc73434a9715aec900d215da | ADAM-997bb803ec2949099fddafcb00f27870 | https://www.assets.signify.com/is/content/Signify/b1b5929715b44e648f9aafcb00f27f08 |  |  | ADAM-65e96692cbec4bc0ba1eaf4200db92a5 | https://www.docs.signify.com/assets/3d8/coreline+highbay+by122p+g5+psd+250%26300s+revit_v2.rfa | ADAM-7848dc5653484430a624aeef009b7b31 | https://www.docs.signify.com/assets/ies/_by122pg5led250s865wbpsd.ies | [14 empty] | ADAM-6af4c11625254c1081fdaeef009b77fb | https://www.docs.signify.com/assets/emd/_by122pg5led250s865wbpsd.ldt |  |  | ADAM-1da1fab06f70420a9a3bafb1005f4b90 | https://www.assets.signify.com/is/content/Signify/2f1117069304498c9d2aafb1005f55f8 |  |  | L85 | L75 |  | 25000 lumen | Gray |  | <gt/>80 | 6500 K | 168 W | 149 lm/W | 50 or 60 Hz | 865 cool daylight | 25000 lumen |  | 168 W | 0.95 | [5 empty] | https://www.lighting.philips.com/link/911401631508_EU/prd/aa/en
FP-911401631605 | DN140B LED20S/830 PSD-E WR | 911401631605 | 2018-04-18 00:00:00 |  |  | IP20 ¦ Finger-protected |  |  |  | 3000 K |  |  |  |  | Yes | [8 empty] | -20 to +40 °C |  | - W | 120 degree(s) | [5 empty] | - | Yes | Push-in connector and pull relief | No | DALI | 1 % | Yes | Power supply unit with DALI interface external |  | - W | - |  | Steel |  | For mounting on normally flammable surfaces |  | Temperature 850 °C, duration 30 s | Aluminium | IP20 ¦ Finger-protected | (0.435,0.404) SDCM≦5 | - W | 220-240 V | 20.4 A | 0.195 ms |  |  | No | 60° | +/-10% |  | 1% | IK02 ¦ 0.2 J standard |  |  |  |  | 1 unit |  | 24 | Polycarbonate | - | [5 empty] | 216 mm | 108 mm | 0 mm | 0 mm |  |  |  |  | +/-10% | Safety class I | Polycarbonate |  | Yes |  | 25 |  |  | 5 years |  | ADAM-03f1d19e168a46308904a90c00894e0f | https://www.assets.signify.com/is/image/Signify/ee955965ee7b40cd8467a90c00895091 | ADAM-0c287d814dd248fc8052a92c016ad4d4 | https://www.assets.signify.com/is/content/PhilipsLighting/fp911401631605-pss-global |  |  | ADAM-0410660745bc4323adcea90c00caeec4 | https://www.assets.signify.com/is/image/PhilipsLighting/26a693a102b54e8cabb6a90c00caef48 | ADAM-99506acc117f48a8a171ada600bfc5ca | https://www.assets.signify.com/is/content/Signify/27c7646105f14d568227ada600bfcc62 |  |  |  |  | ADAM-5b4c2879f51e4fe19ce8abfb008d2c05 | https://www.docs.signify.com/assets/ies/ifmt1_dn140bpsed-ed2161xled20s830wr.ies | [14 empty] | ADAM-5122489ff03143da9565abfb008d2ae2 | https://www.docs.signify.com/assets/emd/ifmt2_dn140bpsed-ed2161xled20s830wr.ldt | ADAM-cd4acd28298a45da9f39af1800880c1f | https://www.assets.signify.com/is/content/Signify/c43b29eb88344db787e8af1800881464 | ADAM-e44636982ef3489c8d1caf32007fac9a | https://www.assets.signify.com/is/content/Signify/b034aea9062a4e9ba8f4af32007fb995 |  |  | L70 |  |  | 2200 lumen | White |  | ≥80 | 3000 K | 20.5 W | 107 lm/W | 50 to 60 Hz | 830 warm white | 2200 lumen |  | 20.5 W | 0.95 | [5 empty] | https://www.lighting.philips.com/link/911401631605_EU/prd/aa/en
FP-911401631705 | DN140B LED20S/840 PSD-E WR | 911401631705 | 2018-04-18 00:00:00 |  |  | IP20 ¦ Finger-protected |  |  |  | 4000 K |  |  |  |  | Yes | [8 empty] | -20 to +40 °C |  | - W | 120 degree(s) | [5 empty] | - | Yes | Push-in connector and pull relief | No | DALI | 1 % | Yes | Power supply unit with DALI interface external |  | - W | - |  | Steel |  | For mounting on normally flammable surfaces |  | Temperature 850 °C, duration 30 s | Aluminium | IP20 ¦ Finger-protected | (0.380,0.377) SDCM≦5 | - W | 220-240 V | 20.4 A | 0.195 ms |  |  | No | 60° | +/-10% |  | 1% | IK02 ¦ 0.2 J standard |  |  |  |  | 1 unit |  | 24 | Polycarbonate | - | [5 empty] | 216 mm | 108 mm | 0 mm | 0 mm |  |  |  |  | +/-10% | Safety class I | Polycarbonate |  | Yes |  | 25 |  |  | 5 years |  | ADAM-03f1d19e168a46308904a90c00894e0f | https://www.assets.signify.com/is/image/Signify/ee955965ee7b40cd8467a90c00895091 | ADAM-fab4e433fd6c4429b3c3a92c016bd341 | https://www.assets.signify.com/is/content/PhilipsLighting/fp911401631705-pss-global |  |  | ADAM-0410660745bc4323adcea90c00caeec4 | https://www.assets.signify.com/is/image/PhilipsLighting/26a693a102b54e8cabb6a90c00caef48 | ADAM-99506acc117f48a8a171ada600bfc5ca | https://www.assets.signify.com/is/content/Signify/27c7646105f14d568227ada600bfcc62 |  |  |  |  | ADAM-4546790cddf24069a13eabfb008d47a7 | https://www.docs.signify.com/assets/ies/ifmt1_dn140bpsed-ed2161xled20s840wr.ies | [14 empty] | ADAM-897b303220d64526b1ccabfb008d4690 | https://www.docs.signify.com/assets/emd/ifmt2_dn140bpsed-ed2161xled20s840wr.ldt | ADAM-cd4acd28298a45da9f39af1800880c1f | https://www.assets.signify.com/is/content/Signify/c43b29eb88344db787e8af1800881464 | ADAM-e44636982ef3489c8d1caf32007fac9a | https://www.assets.signify.com/is/content/Signify/b034aea9062a4e9ba8f4af32007fb995 |  |  | L70 |  |  | 2200 lumen | White |  | ≥80 | 4000 K | 20.5 W | 107 lm/W | 50 to 60 Hz | 840 neutral white | 2200 lumen |  | 20.5 W | 0.95 | [5 empty] | https://www.lighting.philips.com/link/911401631705_EU/prd/aa/en
FP-911401631805 | DN140B LED10S/830 PSU C PI6 | 911401631805 | 2018-04-18 00:00:00 |  |  | IP20 ¦ Finger-protected |  |  |  | 3000 K |  |  |  |  | No | [8 empty] | -20 to +40 °C |  | - W | 120 degree(s) | [5 empty] | - | Yes | Push-in connector 6-pole | No |  | 1 % | Yes | Power supply unit (On/Off) |  | - W | - |  | Steel |  | For mounting on normally flammable surfaces |  | Temperature 850 °C, duration 30 s | Polycarbonate | IP20 ¦ Finger-protected | (0.433,0.405) SDCM≦5 | - W | 220-240 V | 2.2 A | 0.045 ms |  |  | No | 60° | +/-10% |  | Not applicable | IK02 ¦ 0.2 J standard |  |  |  |  | 1 unit |  | 24 | Polycarbonate | - |  | Frosted | Polycarbonate |  |  | 162 mm | 100 mm | 0 mm | 0 mm |  |  |  |  | +/-10% | Safety class I | Polycarbonate aluminum coated |  | Yes |  | 22 |  |  | 5 years |  | ADAM-5d95bef08847483eb81da90c008923d9 | https://www.assets.signify.com/is/image/Signify/df7e7d04356b48da8ca5a90c0089267f | ADAM-268f6ac0ac0144b8bc1ca92c017f7f8a | https://www.assets.signify.com/is/content/PhilipsLighting/fp911401631805-pss-global |  |  | ADAM-e272f0cfc8ff4409b4e6a91100b0217f | https://www.assets.signify.com/is/image/PhilipsLighting/21d0bc933075423ca9fda91100b0217d | ADAM-99506acc117f48a8a171ada600bfc5ca | https://www.assets.signify.com/is/content/Signify/27c7646105f14d568227ada600bfcc62 |  |  |  |  | ADAM-440c0be1766549388755abfb008deac6 | https://www.docs.signify.com/assets/ies/ifmt1_dn140bpsud1621xled10s830c.ies | [14 empty] | ADAM-d9dee143def040cb91fdabfb008de810 | https://www.docs.signify.com/assets/emd/ifmt2_dn140bpsud1621xled10s830c.ldt | ADAM-cd4acd28298a45da9f39af1800880c1f | https://www.assets.signify.com/is/content/Signify/c43b29eb88344db787e8af1800881464 | ADAM-e44636982ef3489c8d1caf32007fac9a | https://www.assets.signify.com/is/content/Signify/b034aea9062a4e9ba8f4af32007fb995 |  |  | L70 |  |  | 1100 lumen | White |  | ≥80 | 3000 K | 9.5 W | 106 lm/W | 50 to 60 Hz | 830 warm white | 1100 lumen |  | 9.5 W | 0.95 | [5 empty] | https://www.lighting.philips.com/link/911401631805_EU/prd/aa/en
FP-911401631905 | DN140B LED10S/840 PSU C PI6 | 911401631905 | 2018-04-18 00:00:00 |  |  | IP20 ¦ Finger-protected |  |  |  | 4000 K |  |  |  |  | No | [8 empty] | -20 to +40 °C |  | - W | 120 degree(s) | [5 empty] | - | Yes | Push-in connector 6-pole | No |  | 1 % | Yes | Power supply unit (On/Off) |  | - W | - |  | Steel |  | For mounting on normally flammable surfaces |  | Temperature 850 °C, duration 30 s | Polycarbonate | IP20 ¦ Finger-protected | (0.379,0.379) SDCM≦5 | - W | 220-240 V | 2.2 A | 0.045 ms |  |  | No | 60° | +/-10% |  | Not applicable | IK02 ¦ 0.2 J standard |  |  |  |  | 1 unit |  | 24 | Polycarbonate | - |  | Frosted | Polycarbonate |  |  | 162 mm | 100 mm | 0 mm | 0 mm |  |  |  |  | +/-10% | Safety class I | Polycarbonate aluminum coated |  | Yes |  | 22 |  |  | 5 years |  | ADAM-5d95bef08847483eb81da90c008923d9 | https://www.assets.signify.com/is/image/Signify/df7e7d04356b48da8ca5a90c0089267f | ADAM-1bc1e3e102434954915fa92c0171266f | https://www.assets.signify.com/is/content/PhilipsLighting/fp911401631905-pss-global |  |  | ADAM-e272f0cfc8ff4409b4e6a91100b0217f | https://www.assets.signify.com/is/image/PhilipsLighting/21d0bc933075423ca9fda91100b0217d | ADAM-99506acc117f48a8a171ada600bfc5ca | https://www.assets.signify.com/is/content/Signify/27c7646105f14d568227ada600bfcc62 |  |  |  |  | ADAM-8966c1db0a4a4616ac56abfb008e0e89 | https://www.docs.signify.com/assets/ies/ifmt1_dn140bpsud1621xled10s840c.ies | [14 empty] | ADAM-d95f93e3ee0b43e99238abfb008e0db6 | https://www.docs.signify.com/assets/emd/ifmt2_dn140bpsud1621xled10s840c.ldt | ADAM-cd4acd28298a45da9f39af1800880c1f | https://www.assets.signify.com/is/content/Signify/c43b29eb88344db787e8af1800881464 | ADAM-e44636982ef3489c8d1caf32007fac9a | https://www.assets.signify.com/is/content/Signify/b034aea9062a4e9ba8f4af32007fb995 |  |  | L70 |  |  | 1100 lumen | White |  | ≥80 | 4000 K | 9.5 W | 106 lm/W | 50 to 60 Hz | 840 neutral white | 1100 lumen |  | 9.5 W | 0.95 | [5 empty] | https://www.lighting.philips.com/link/911401631905_EU/prd/aa/en
FP-911401632005 | DN140B LED10S/830 PSD-E C | 911401632005 | 2018-04-18 00:00:00 |  |  | IP20 ¦ Finger-protected |  |  |  | 3000 K |  |  |  |  | Yes | [8 empty] | -20 to +40 °C |  | - W | 120 degree(s) | [5 empty] | - | Yes | Push-in connector and pull relief | No | DALI | 1 % | Yes | Power supply unit with DALI interface external |  | - W | - |  | Steel |  | For mounting on normally flammable surfaces |  | Temperature 850 °C, duration 30 s | Aluminium | IP20 ¦ Finger-protected | (0.433,0.405) SDCM≦5 | - W | 220-240 V | 20.4 A | 0.195 ms |  |  | No | 60° | +/-10% |  | 1% | IK02 ¦ 0.2 J standard |  |  |  |  | 1 unit |  | 24 | Polycarbonate | - | [5 empty] | 162 mm | 100 mm | 0 mm | 0 mm |  |  |  |  | +/-10% | Safety class I | Polycarbonate aluminum coated |  | Yes |  | 22 |  |  | 5 years |  | ADAM-5d95bef08847483eb81da90c008923d9 | https://www.assets.signify.com/is/image/Signify/df7e7d04356b48da8ca5a90c0089267f | ADAM-7736838527034238a386a92c0176ea3f | https://www.assets.signify.com/is/content/PhilipsLighting/fp911401632005-pss-global |  |  | ADAM-6ccd4827ba89465dbd79a90c00cae584 | https://www.assets.signify.com/is/image/PhilipsLighting/5cc3acf8fc314c1682dea90c00cae95f | ADAM-99506acc117f48a8a171ada600bfc5ca | https://www.assets.signify.com/is/content/Signify/27c7646105f14d568227ada600bfcc62 |  |  |  |  | ADAM-0424d4c1a3b14913a697abfb008d025d | https://www.docs.signify.com/assets/ies/ifmt1_dn140bpsed-ed1621xled10s830c.ies | [14 empty] | ADAM-677c3d49186745d395e8abfb008d019a | https://www.docs.signify.com/assets/emd/ifmt2_dn140bpsed-ed1621xled10s830c.ldt | ADAM-cd4acd28298a45da9f39af1800880c1f | https://www.assets.signify.com/is/content/Signify/c43b29eb88344db787e8af1800881464 | ADAM-e44636982ef3489c8d1caf32007fac9a | https://www.assets.signify.com/is/content/Signify/b034aea9062a4e9ba8f4af32007fb995 |  |  | L70 |  |  | 1100 lumen | White |  | ≥80 | 3000 K | 11.5 W | 96 lm/W | 50 to 60 Hz | 830 warm white | 1100 lumen |  | 11.5 W | 0.9 | [5 empty] | https://www.lighting.philips.com/link/911401632005_EU/prd/aa/en
FP-911401632105 | DN140B LED10S/840 PSD-E C | 911401632105 | 2018-04-18 00:00:00 |  |  | IP20 ¦ Finger-protected |  |  |  | 4000 K |  |  |  |  | Yes | [8 empty] | -20 to +40 °C |  | - W | 120 degree(s) | [5 empty] | - | Yes | Push-in connector and pull relief | No | DALI | 1 % | Yes | Power supply unit with DALI interface external |  | - W | - |  | Steel |  | For mounting on normally flammable surfaces |  | Temperature 850 °C, duration 30 s | Aluminium | IP20 ¦ Finger-protected | (0.379,0.379) SDCM≦5 | - W | 220-240 V | 20.4 A | 0.195 ms |  |  | No | 60° | +/-10% |  | 1% | IK02 ¦ 0.2 J standard |  |  |  |  | 1 unit |  | 24 | Polycarbonate | - | [5 empty] | 162 mm | 100 mm | 0 mm | 0 mm |  |  |  |  | +/-10% | Safety class I | Polycarbonate aluminum coated |  | Yes |  | 22 |  |  | 5 years |  | ADAM-5d95bef08847483eb81da90c008923d9 | https://www.assets.signify.com/is/image/Signify/df7e7d04356b48da8ca5a90c0089267f | ADAM-4c973949aea94ef1a173a92c0171a2b6 | https://www.assets.signify.com/is/content/PhilipsLighting/fp911401632105-pss-global |  |  | ADAM-6ccd4827ba89465dbd79a90c00cae584 | https://www.assets.signify.com/is/image/PhilipsLighting/5cc3acf8fc314c1682dea90c00cae95f | ADAM-99506acc117f48a8a171ada600bfc5ca | https://www.assets.signify.com/is/content/Signify/27c7646105f14d568227ada600bfcc62 |  |  |  |  | ADAM-be4f42c21da8410f9800abfb008d1e48 | https://www.docs.signify.com/assets/ies/ifmt1_dn140bpsed-ed1621xled10s840c.ies | [14 empty] | ADAM-f0bb6591e22d45479055abfb008d1d78 | https://www.docs.signify.com/assets/emd/ifmt2_dn140bpsed-ed1621xled10s840c.ldt | ADAM-cd4acd28298a45da9f39af1800880c1f | https://www.assets.signify.com/is/content/Signify/c43b29eb88344db787e8af1800881464 | ADAM-e44636982ef3489c8d1caf32007fac9a | https://www.assets.signify.com/is/content/Signify/b034aea9062a4e9ba8f4af32007fb995 |  |  | L70 |  |  | 1100 lumen | White |  | ≥80 | 4000 K | 11.5 W | 96 lm/W | 50 to 60 Hz | 840 neutral white | 1100 lumen |  | 11.5 W | 0.9 | [5 empty] | https://www.lighting.philips.com/link/911401632105_EU/prd/aa/en
FP-911401632205 | DN140B LED20S/830 PSU C PI6 | 911401632205 | 2018-04-18 00:00:00 |  |  | IP20 ¦ Finger-protected |  |  |  | 3000 K |  |  |  |  | No | [8 empty] | -20 to +40 °C |  | - W | 120 degree(s) | [5 empty] | - | Yes | Push-in connector 6-pole | No |  | 1 % | Yes | Power supply unit (On/Off) |  | - W | - |  | Steel |  | For mounting on normally flammable surfaces |  | Temperature 850 °C, duration 30 s | Polycarbonate | IP20 ¦ Finger-protected | (0.432,0.404) SDCM≦5 | - W | 220-240 V | 2.2 A | 0.045 ms |  |  | No | 60° | +/-10% |  | Not applicable | IK02 ¦ 0.2 J standard |  |  |  |  | 1 unit |  | 24 | Polycarbonate | - |  | Frosted | Polycarbonate |  |  | 216 mm | 108 mm | 0 mm | 0 mm |  |  |  |  | +/-10% | Safety class I | Polycarbonate aluminum coated |  | Yes |  | 22 |  |  | 5 years |  | ADAM-4a50781b09b44cedbd58a90c00893f99 | https://www.assets.signify.com/is/image/Signify/a94751b5963f427fb5aea90c00894378 | ADAM-4a30c67d84cb4d48b0eaa92c01864d2d | https://www.assets.signify.com/is/content/PhilipsLighting/fp911401632205-pss-global |  |  | ADAM-ee3b7d6475254456b3c8a90c00caf5b8 | https://www.assets.signify.com/is/image/PhilipsLighting/2fd80bac433244869d54a90c00caf653 | ADAM-99506acc117f48a8a171ada600bfc5ca | https://www.assets.signify.com/is/content/Signify/27c7646105f14d568227ada600bfcc62 |  |  |  |  | ADAM-972612d3f7984c75b996abfb008e2821 | https://www.docs.signify.com/assets/ies/ifmt1_dn140bpsud2161xled20s830c.ies | [14 empty] | ADAM-593061e9bdd047d495b6abfb008e2759 | https://www.docs.signify.com/assets/emd/ifmt2_dn140bpsud2161xled20s830c.ldt | ADAM-cd4acd28298a45da9f39af1800880c1f | https://www.assets.signify.com/is/content/Signify/c43b29eb88344db787e8af1800881464 | ADAM-e44636982ef3489c8d1caf32007fac9a | https://www.assets.signify.com/is/content/Signify/b034aea9062a4e9ba8f4af32007fb995 |  |  | L70 |  |  | 2200 lumen | White |  | ≥80 | 3000 K | 19 W | 111 lm/W | 50 to 60 Hz | 830 warm white | 2200 lumen |  | 19 W | 0.95 | [5 empty] | https://www.lighting.philips.com/link/911401632205_EU/prd/aa/en
FP-911401632208 | BY120P G5 LED150S/840 PSU NB | 911401632208 | 2022-05-27 00:00:00 |  |  | IP65 ¦ Dust penetration-protected, jet-proof |  |  |  | 4000 K |  |  |  |  | No | [8 empty] | -30 to +50 °C | [8 empty] | Cable 0.3 m with connector 3-pole | Yes | Connection unit 3-pole | No |  |  | Yes | Power supply unit (On/Off) |  |  | ENEC mark |  | - |  | For mounting on normally flammable surfaces |  | Temperature 650 °C, duration 30 s | Aluminum die-cast | IP65 ¦ Dust penetration-protected, jet-proof | (0.385, 0.380) SDCM<lt/>5 |  | 220 to 240 V | 40 A | 600 ms |  |  | No | 55° | +/-10% |  | Not applicable | IK08 ¦ 5 J vandal-protected |  |  |  |  | 1 unit |  | 6 | Polycarbonate | Narrow beam |  | Clear | Polycarbonate |  |  | 290 mm | 90 mm | [6 empty] | +/-10% | Safety class I | - |  | Yes |  | 22 |  |  | 5 years |  | ADAM-3128ebc723234195a693aec900ce35d9 | https://www.assets.signify.com/is/image/Signify/fe7abed2e27546d7a97caec900ce4c32 | ADAM-4cc52bd2b7a74b2bb278aee8002b62ae | https://www.assets.signify.com/is/content/Signify/fp911401632208-pss-global |  |  | ADAM-980f2be92b9740c28936aec900d205f6 | https://www.assets.signify.com/is/image/Signify/b667768f9f894410815eaec900d2085f | ADAM-997bb803ec2949099fddafcb00f27870 | https://www.assets.signify.com/is/content/Signify/b1b5929715b44e648f9aafcb00f27f08 |  |  | ADAM-06935e7e274f49dc95ffaf4200db867c | https://www.docs.signify.com/assets/3d8/coreline+highbay+by120p+g5+psu+105%26150s+revit.rfa | ADAM-ab8933fe11934cf49a02aeef009be28c | https://www.docs.signify.com/assets/ies/_.ies | [14 empty] | ADAM-b12c7a10aa0043189736aeef009bdf74 | https://www.docs.signify.com/assets/emd/_.ldt |  |  | ADAM-1da1fab06f70420a9a3bafb1005f4b90 | https://www.assets.signify.com/is/content/Signify/2f1117069304498c9d2aafb1005f55f8 |  |  | L85 | L75 |  | 15000 lumen | Gray |  | <gt/>80 | 4000 K | 95 W | 158 lm/W | 50 or 60 Hz | 840 neutral white | 15000 lumen |  | 95 W | 0.95 | [5 empty] | https://www.lighting.philips.com/link/911401632208_EU/prd/aa/en
FP-911401632305 | DN140B LED20S/840 PSU C PI6 | 911401632305 | 2018-04-18 00:00:00 |  |  | IP20 ¦ Finger-protected |  |  |  | 4000 K |  |  |  |  | No | [8 empty] | -20 to +40 °C |  | - W | 120 degree(s) | [5 empty] | - | Yes | Push-in connector 6-pole | No |  | 1 % | Yes | Power supply unit (On/Off) |  | - W | - |  | Steel |  | For mounting on normally flammable surfaces |  | Temperature 850 °C, duration 30 s | Polycarbonate | IP20 ¦ Finger-protected | (0.378,0.377) SDCM≦5 | - W | 220-240 V | 2.2 A | 0.045 ms |  |  | No | 60° | +/-10% |  | Not applicable | IK02 ¦ 0.2 J standard |  |  |  |  | 1 unit |  | 24 | Polycarbonate | - |  | Frosted | Polycarbonate |  |  | 216 mm | 108 mm | 0 mm | 0 mm |  |  |  |  | +/-10% | Safety class I | Polycarbonate aluminum coated |  | Yes |  | 22 |  |  | 5 years |  | ADAM-4a50781b09b44cedbd58a90c00893f99 | https://www.assets.signify.com/is/image/Signify/a94751b5963f427fb5aea90c00894378 | ADAM-61940715e0d84c9ca767a92c01685b58 | https://www.assets.signify.com/is/content/PhilipsLighting/fp911401632305-pss-global |  |  | ADAM-ee3b7d6475254456b3c8a90c00caf5b8 | https://www.assets.signify.com/is/image/PhilipsLighting/2fd80bac433244869d54a90c00caf653 | ADAM-99506acc117f48a8a171ada600bfc5ca | https://www.assets.signify.com/is/content/Signify/27c7646105f14d568227ada600bfcc62 |  |  |  |  | ADAM-fad16cf2b6304727b92fabfb008e44c9 | https://www.docs.signify.com/assets/ies/ifmt1_dn140bpsud2161xled20s840c.ies | [14 empty] | ADAM-727317c910ab4cc68774abfb008e43b5 | https://www.docs.signify.com/assets/emd/ifmt2_dn140bpsud2161xled20s840c.ldt | ADAM-cd4acd28298a45da9f39af1800880c1f | https://www.assets.signify.com/is/content/Signify/c43b29eb88344db787e8af1800881464 | ADAM-e44636982ef3489c8d1caf32007fac9a | https://www.assets.signify.com/is/content/Signify/b034aea9062a4e9ba8f4af32007fb995 |  |  | L70 |  |  | 2200 lumen | White |  | ≥80 | 4000 K | 19 W | 111 lm/W | 50 to 60 Hz | 840 neutral white | 2200 lumen |  | 19 W | 0.95 | [5 empty] | https://www.lighting.philips.com/link/911401632305_EU/prd/aa/en
FP-911401632308 | BY120P G5 LED150S/840 PSU WB | 911401632308 | 2022-05-27 00:00:00 |  |  | IP65 ¦ Dust penetration-protected, jet-proof |  |  |  | 4000 K |  |  |  |  | No | [8 empty] | -30 to +50 °C | [8 empty] | Cable 0.3 m with connector 3-pole | Yes | Connection unit 3-pole | No |  |  | Yes | Power supply unit (On/Off) |  |  | ENEC mark |  | - |  | For mounting on normally flammable surfaces |  | Temperature 650 °C, duration 30 s | Aluminum die-cast | IP65 ¦ Dust penetration-protected, jet-proof | (0.385, 0.380) SDCM<lt/>5 |  | 220 to 240 V | 40 A | 600 ms |  |  | No | 85° x 85° | +/-10% |  | Not applicable | IK08 ¦ 5 J vandal-protected |  |  |  |  | 1 unit |  | 6 | Polycarbonate | Wide beam |  | Clear | Polycarbonate |  |  | 290 mm | 90 mm | [6 empty] | +/-10% | Safety class I | - |  | Yes |  | 25 |  |  | 5 years |  | ADAM-3128ebc723234195a693aec900ce35d9 | https://www.assets.signify.com/is/image/Signify/fe7abed2e27546d7a97caec900ce4c32 | ADAM-f5c947c000ac4e588d5baee8002a3573 | https://www.assets.signify.com/is/content/Signify/fp911401632308-pss-global |  |  | ADAM-980f2be92b9740c28936aec900d205f6 | https://www.assets.signify.com/is/image/Signify/b667768f9f894410815eaec900d2085f | ADAM-997bb803ec2949099fddafcb00f27870 | https://www.assets.signify.com/is/content/Signify/b1b5929715b44e648f9aafcb00f27f08 |  |  | ADAM-06935e7e274f49dc95ffaf4200db867c | https://www.docs.signify.com/assets/3d8/coreline+highbay+by120p+g5+psu+105%26150s+revit.rfa | ADAM-c6f2b79d3cf74e308c49aeef009bee5f | https://www.docs.signify.com/assets/ies/_by120pg5led150s840wbpsu.ies | [14 empty] | ADAM-318d58ba91454715aa01aeef009bea57 | https://www.docs.signify.com/assets/emd/_by120pg5led150s840wbpsu.ldt |  |  | ADAM-1da1fab06f70420a9a3bafb1005f4b90 | https://www.assets.signify.com/is/content/Signify/2f1117069304498c9d2aafb1005f55f8 |  |  | L85 | L75 |  | 15000 lumen | Gray |  | <gt/>80 | 4000 K | 95 W | 158 lm/W | 50 or 60 Hz | 840 neutral white | 15000 lumen |  | 95 W | 0.95 | [5 empty] | https://www.lighting.philips.com/link/911401632308_EU/prd/aa/en
FP-911401632405 | DN140B LED20S/830 PSD-E C | 911401632405 | 2018-04-18 00:00:00 |  |  | IP20 ¦ Finger-protected |  |  |  | 3000 K |  |  |  |  | Yes | [8 empty] | -20 to +40 °C |  | - W | 120 degree(s) | [5 empty] | - | Yes | Push-in connector and pull relief | No | DALI | 1 % | Yes | Power supply unit with DALI interface external |  | - W | - |  | Steel |  | For mounting on normally flammable surfaces |  | Temperature 850 °C, duration 30 s | Aluminium | IP20 ¦ Finger-protected | (0.432,0.404) SDCM≦5 | - W | 220-240 V | 20.4 A | 0.195 ms |  |  | No | 60° | +/-10% |  | 1% | IK02 ¦ 0.2 J standard |  |  |  |  | 1 unit |  | 24 | Polycarbonate | - | [5 empty] | 216 mm | 108 mm | 0 mm | 0 mm |  |  |  |  | +/-10% | Safety class I | Polycarbonate aluminum coated |  | Yes |  | 22 |  |  | 5 years |  | ADAM-4a50781b09b44cedbd58a90c00893f99 | https://www.assets.signify.com/is/image/Signify/a94751b5963f427fb5aea90c00894378 | ADAM-ff57dae4753f4039b88da92c017e71ab | https://www.assets.signify.com/is/content/PhilipsLighting/fp911401632405-pss-global |  |  | ADAM-70fa00f0e84e4fb9b971a90c00caec69 | https://www.assets.signify.com/is/image/PhilipsLighting/43b0ea2f21c7463b8045a90c00caed43 | ADAM-99506acc117f48a8a171ada600bfc5ca | https://www.assets.signify.com/is/content/Signify/27c7646105f14d568227ada600bfcc62 |  |  |  |  | ADAM-8be128fdf34446c6ac28abfb008d3a37 | https://www.docs.signify.com/assets/ies/ifmt1_dn140bpsed-ed2161xled20s830c.ies | [14 empty] | ADAM-356af0be7e2d46bca12eabfb008d3974 | https://www.docs.signify.com/assets/emd/ifmt2_dn140bpsed-ed2161xled20s830c.ldt | ADAM-cd4acd28298a45da9f39af1800880c1f | https://www.assets.signify.com/is/content/Signify/c43b29eb88344db787e8af1800881464 | ADAM-e44636982ef3489c8d1caf32007fac9a | https://www.assets.signify.com/is/content/Signify/b034aea9062a4e9ba8f4af32007fb995 |  |  | L70 |  |  | 2200 lumen | White |  | ≥80 | 3000 K | 20.5 W | 107 lm/W | 50 to 60 Hz | 830 warm white | 2200 lumen |  | 20.5 W | 0.95 | [5 empty] | https://www.lighting.philips.com/link/911401632405_EU/prd/aa/en
FP-911401632408 | BY121P G5 LED150S/840 PSD NB | 911401632408 | 2022-05-27 00:00:00 |  |  | IP65 ¦ Dust penetration-protected, jet-proof |  |  |  | 4000 K |  |  |  |  | Yes | [8 empty] | -30 to +50 °C | [8 empty] | Cable 0.3 m with connector 3-pole | Yes | Connection unit 3-pole | No | DALI |  | Yes | Power supply unit with DALI interface |  |  | ENEC mark |  | - |  | For mounting on normally flammable surfaces |  | Temperature 650 °C, duration 30 s | Aluminum die-cast | IP65 ¦ Dust penetration-protected, jet-proof | (0.385, 0.380) SDCM<lt/>5 |  | 220 to 240 V | 53 A | 300 ms |  |  | No | 55° | +/-10% |  | 13% | IK08 ¦ 5 J vandal-protected |  |  |  |  | 1 unit |  | 8 | Polycarbonate | Narrow beam |  | Clear | Polycarbonate |  |  | 330 mm | 99 mm | [6 empty] | +/-10% | Safety class I | - |  | Yes |  | 22 |  |  | 5 years |  | ADAM-2f5dc84bc3474451ac43aec900ce52b6 | https://www.assets.signify.com/is/image/Signify/cd621d2755ef4a889d05aec900ce6802 | ADAM-4aad9b802dde476caeb2aee800299257 | https://www.assets.signify.com/is/content/Signify/fp911401632408-pss-global |  |  | ADAM-c682ce3b33094364a865aec900d20be5 | https://www.assets.signify.com/is/image/Signify/1e26ab7d2eb440b68398aec900d20f0b | ADAM-997bb803ec2949099fddafcb00f27870 | https://www.assets.signify.com/is/content/Signify/b1b5929715b44e648f9aafcb00f27f08 |  |  | ADAM-85f7af3f41aa407ba58daf4200db88c0 | https://www.docs.signify.com/assets/3d8/coreline+highbay+by121p+g5+psd+105%26150%26200s+revit.rfa | ADAM-e379320840714cd28fddaeef009bfaf2 | https://www.docs.signify.com/assets/ies/_.ies | [14 empty] | ADAM-3cab849fa58b41f3acf8aeef009bf76b | https://www.docs.signify.com/assets/emd/_.ldt |  |  | ADAM-1da1fab06f70420a9a3bafb1005f4b90 | https://www.assets.signify.com/is/content/Signify/2f1117069304498c9d2aafb1005f55f8 |  |  | L85 | L75 |  | 15000 lumen | Gray |  | <gt/>80 | 4000 K | 102 W | 147 lm/W | 50 or 60 Hz | 840 neutral white | 15000 lumen |  | 102 W | 0.95 | [5 empty] | https://www.lighting.philips.com/link/911401632408_EU/prd/aa/en
FP-911401632505 | DN140B LED20S/840 PSD-E C | 911401632505 | 2018-04-18 00:00:00 |  |  | IP20 ¦ Finger-protected |  |  |  | 4000 K |  |  |  |  | Yes | [8 empty] | -20 to +40 °C |  | - W | 120 degree(s) | [5 empty] | - | Yes | Push-in connector and pull relief | No | DALI | 1 % | Yes | Power supply unit with DALI interface external |  | - W | - |  | Steel |  | For mounting on normally flammable surfaces |  | Temperature 850 °C, duration 30 s | Aluminium | IP20 ¦ Finger-protected | (0.378,0.377) SDCM≦5 | - W | 220-240 V | 20.4 A | 0.195 ms |  |  | No | 60° | +/-10% |  | 1% | IK02 ¦ 0.2 J standard |  |  |  |  | 1 unit |  | 24 | Polycarbonate | - | [5 empty] | 216 mm | 108 mm | 0 mm | 0 mm |  |  |  |  | +/-10% | Safety class I | Polycarbonate aluminum coated |  | Yes |  | 22 |  |  | 5 years |  | ADAM-4a50781b09b44cedbd58a90c00893f99 | https://www.assets.signify.com/is/image/Signify/a94751b5963f427fb5aea90c00894378 | ADAM-89899a0d6d6c47c59420a92c0169964f | https://www.assets.signify.com/is/content/PhilipsLighting/fp911401632505-pss-global |  |  | ADAM-70fa00f0e84e4fb9b971a90c00caec69 | https://www.assets.signify.com/is/image/PhilipsLighting/43b0ea2f21c7463b8045a90c00caed43 | ADAM-99506acc117f48a8a171ada600bfc5ca | https://www.assets.signify.com/is/content/Signify/27c7646105f14d568227ada600bfcc62 |  |  |  |  | ADAM-a3f72c5a4bbf462cb8fbabfb008d5af4 | https://www.docs.signify.com/assets/ies/ifmt1_dn140bpsed-ed2161xled20s840c.ies | [14 empty] | ADAM-719d7f71eca049d5893cabfb008d59dd | https://www.docs.signify.com/assets/emd/ifmt2_dn140bpsed-ed2161xled20s840c.ldt | ADAM-cd4acd28298a45da9f39af1800880c1f | https://www.assets.signify.com/is/content/Signify/c43b29eb88344db787e8af1800881464 | ADAM-e44636982ef3489c8d1caf32007fac9a | https://www.assets.signify.com/is/content/Signify/b034aea9062a4e9ba8f4af32007fb995 |  |  | L70 |  |  | 2200 lumen | White |  | ≥80 | 4000 K | 20.5 W | 107 lm/W | 50 to 60 Hz | 840 neutral white | 2200 lumen |  | 20.5 W | 0.95 | [5 empty] | https://www.lighting.philips.com/link/911401632505_EU/prd/aa/en
FP-911401632508 | BY121P G5 LED150S/840 PSD WB | 911401632508 | 2022-05-27 00:00:00 |  |  | IP65 ¦ Dust penetration-protected, jet-proof |  |  |  | 4000 K |  |  |  |  | Yes | [8 empty] | -30 to +50 °C | [8 empty] | Cable 0.3 m with connector 3-pole | Yes | Connection unit 3-pole | No | DALI |  | Yes | Power supply unit with DALI interface |  |  | ENEC mark |  | - |  | For mounting on normally flammable surfaces |  | Temperature 650 °C, duration 30 s | Aluminum die-cast | IP65 ¦ Dust penetration-protected, jet-proof | (0.385, 0.380) SDCM<lt/>5 |  | 220 to 240 V | 53 A | 300 ms |  |  | No | 85° x 85° | +/-10% |  | 13% | IK08 ¦ 5 J vandal-protected |  |  |  |  | 1 unit |  | 8 | Polycarbonate | Wide beam |  | Clear | Polycarbonate |  |  | 330 mm | 99 mm | [6 empty] | +/-10% | Safety class I | - |  | Yes |  | 25 |  |  | 5 years |  | ADAM-2f5dc84bc3474451ac43aec900ce52b6 | https://www.assets.signify.com/is/image/Signify/cd621d2755ef4a889d05aec900ce6802 | ADAM-705cd698403a4349861eaee800287b99 | https://www.assets.signify.com/is/content/Signify/fp911401632508-pss-global |  |  | ADAM-c682ce3b33094364a865aec900d20be5 | https://www.assets.signify.com/is/image/Signify/1e26ab7d2eb440b68398aec900d20f0b | ADAM-997bb803ec2949099fddafcb00f27870 | https://www.assets.signify.com/is/content/Signify/b1b5929715b44e648f9aafcb00f27f08 |  |  | ADAM-85f7af3f41aa407ba58daf4200db88c0 | https://www.docs.signify.com/assets/3d8/coreline+highbay+by121p+g5+psd+105%26150%26200s+revit.rfa | ADAM-89d926841b234828923baeef009c0908 | https://www.docs.signify.com/assets/ies/_by121pg5led150s840wbpsd.ies | [14 empty] | ADAM-a344d11790914c108e55aeef009c04c6 | https://www.docs.signify.com/assets/emd/_by121pg5led150s840wbpsd.ldt |  |  | ADAM-1da1fab06f70420a9a3bafb1005f4b90 | https://www.assets.signify.com/is/content/Signify/2f1117069304498c9d2aafb1005f55f8 |  |  | L85 | L75 |  | 15000 lumen | Gray |  | <gt/>80 | 4000 K | 102 W | 147 lm/W | 50 or 60 Hz | 840 neutral white | 15000 lumen |  | 102 W | 0.95 | [5 empty] | https://www.lighting.philips.com/link/911401632508_EU/prd/aa/en
FP-911401632608 | BY122P G5 LED300S/840 PSU NB | 911401632608 | 2022-05-27 00:00:00 |  |  | IP65 ¦ Dust penetration-protected, jet-proof |  |  |  | 4000 K |  |  |  |  | No | [8 empty] | -30 to +50 °C | [8 empty] | Cable 0.3 m with connector 3-pole | Yes | Connection unit 3-pole | No |  |  | Yes | Power supply unit (On/Off) |  |  | ENEC mark |  | - |  | For mounting on normally flammable surfaces |  | Temperature 650 °C, duration 30 s | Aluminum die-cast | IP65 ¦ Dust penetration-protected, jet-proof | (0.385, 0.380) SDCM<lt/>5 |  | 220 to 240 V | 54 A | 750 ms |  |  | No | 55° | +/-10% |  | Not applicable | IK08 ¦ 5 J vandal-protected |  |  |  |  | 1 unit |  | 6 | Polycarbonate | Narrow beam |  | Clear | Polycarbonate |  |  | 393 mm | 99 mm | [6 empty] | +/-10% | Safety class I | - |  | Yes |  | 22 |  |  | 5 years |  | ADAM-0b443b9105204a30a73faec900ce6dc0 | https://www.assets.signify.com/is/image/Signify/5443399047a84d97a93aaec900ce8215 | ADAM-3edda3200f59423f945aaee800275426 | https://www.assets.signify.com/is/content/Signify/fp911401632608-pss-global |  |  | ADAM-52940812de9a473ca971aec900d210ac | https://www.assets.signify.com/is/image/Signify/e704e89d54d340809256aec900d2125a | ADAM-997bb803ec2949099fddafcb00f27870 | https://www.assets.signify.com/is/content/Signify/b1b5929715b44e648f9aafcb00f27f08 |  |  | ADAM-23e09232c30040159e6daf4200db8c04 | https://www.docs.signify.com/assets/3d8/coreline+highbay+by122p+g5+psu+250%26300s+revit_v2.rfa | ADAM-4b31c60b02184a829f8aaeef009c17a0 | https://www.docs.signify.com/assets/ies/_.ies | [14 empty] | ADAM-45854d0f57b54e3aa766aeef009c1142 | https://www.docs.signify.com/assets/emd/_.ldt |  |  | ADAM-1da1fab06f70420a9a3bafb1005f4b90 | https://www.assets.signify.com/is/content/Signify/2f1117069304498c9d2aafb1005f55f8 |  |  | L85 | L75 |  | 30000 lumen | Gray |  | <gt/>80 | 4000 K | 192 W | 156 lm/W | 50 or 60 Hz | 840 neutral white | 30000 lumen |  | 192 W | 0.95 | [5 empty] | https://www.lighting.philips.com/link/911401632608_EU/prd/aa/en
FP-911401632708 | BY122P G5 LED300S/840 PSU WB | 911401632708 | 2022-05-27 00:00:00 |  |  | IP65 ¦ Dust penetration-protected, jet-proof |  |  |  | 4000 K |  |  |  |  | No | [8 empty] | -30 to +50 °C | [8 empty] | Cable 0.3 m with connector 3-pole | Yes | Connection unit 3-pole | No |  |  | Yes | Power supply unit (On/Off) |  |  | ENEC mark |  | - |  | For mounting on normally flammable surfaces |  | Temperature 650 °C, duration 30 s | Aluminum die-cast | IP65 ¦ Dust penetration-protected, jet-proof | (0.385, 0.380) SDCM<lt/>5 |  | 220 to 240 V | 54 A | 750 ms |  |  | No | 85° x 85° | +/-10% |  | Not applicable | IK08 ¦ 5 J vandal-protected |  |  |  |  | 1 unit |  | 6 | Polycarbonate | Wide beam |  | Clear | Polycarbonate |  |  | 393 mm | 99 mm | [6 empty] | +/-10% | Safety class I | - |  | Yes |  | 25 |  |  | 5 years |  | ADAM-0b443b9105204a30a73faec900ce6dc0 | https://www.assets.signify.com/is/image/Signify/5443399047a84d97a93aaec900ce8215 | ADAM-bac158c45a714f65bcfbaee8002a4c62 | https://www.assets.signify.com/is/content/Signify/fp911401632708-pss-global |  |  | ADAM-52940812de9a473ca971aec900d210ac | https://www.assets.signify.com/is/image/Signify/e704e89d54d340809256aec900d2125a | ADAM-997bb803ec2949099fddafcb00f27870 | https://www.assets.signify.com/is/content/Signify/b1b5929715b44e648f9aafcb00f27f08 |  |  | ADAM-23e09232c30040159e6daf4200db8c04 | https://www.docs.signify.com/assets/3d8/coreline+highbay+by122p+g5+psu+250%26300s+revit_v2.rfa | ADAM-5c31eaee47e641df9525aeef009c244e | https://www.docs.signify.com/assets/ies/_by122pg5led300s840wbpsu.ies | [14 empty] | ADAM-5c9e7b0fcaae446ca758aeef009c2236 | https://www.docs.signify.com/assets/emd/_by122pg5led300s840wbpsu.ldt |  |  | ADAM-1da1fab06f70420a9a3bafb1005f4b90 | https://www.assets.signify.com/is/content/Signify/2f1117069304498c9d2aafb1005f55f8 |  |  | L85 | L75 |  | 30000 lumen | Gray |  | <gt/>80 | 4000 K | 192 W | 156 lm/W | 50 or 60 Hz | 840 neutral white | 30000 lumen |  | 192 W | 0.95 | [5 empty] | https://www.lighting.philips.com/link/911401632708_EU/prd/aa/en
FP-911401632808 | BY122P G5 LED300S/840 PSD NB | 911401632808 | 2022-05-27 00:00:00 |  |  | IP65 ¦ Dust penetration-protected, jet-proof |  |  |  | 4000 K |  |  |  |  | Yes | [8 empty] | -30 to +50 °C | [8 empty] | Cable 0.3 m with connector 3-pole | Yes | Connection unit 3-pole | No | DALI |  | Yes | Power supply unit with DALI interface |  |  | ENEC mark |  | - |  | For mounting on normally flammable surfaces |  | Temperature 650 °C, duration 30 s | Aluminum die-cast | IP65 ¦ Dust penetration-protected, jet-proof | (0.385, 0.380) SDCM<lt/>5 |  | 220 to 240 V | 60 A | 600 ms |  |  | No | 55° | +/-10% |  | 13% | IK08 ¦ 5 J vandal-protected |  |  |  |  | 2 units |  | 6 | Polycarbonate | Narrow beam |  | Clear | Polycarbonate |  |  | 393 mm | 126 mm | [6 empty] | +/-10% | Safety class I | - |  | Yes |  | 22 |  |  | 5 years |  | ADAM-0b443b9105204a30a73faec900ce6dc0 | https://www.assets.signify.com/is/image/Signify/5443399047a84d97a93aaec900ce8215 | ADAM-66fae92339444b7bb9cdaee800254508 | https://www.assets.signify.com/is/content/Signify/fp911401632808-pss-global |  |  | ADAM-e02c01ee0eec4b15bf3eaec900d2140a | https://www.assets.signify.com/is/image/Signify/cfa4dd9bcc73434a9715aec900d215da | ADAM-997bb803ec2949099fddafcb00f27870 | https://www.assets.signify.com/is/content/Signify/b1b5929715b44e648f9aafcb00f27f08 |  |  | ADAM-65e96692cbec4bc0ba1eaf4200db92a5 | https://www.docs.signify.com/assets/3d8/coreline+highbay+by122p+g5+psd+250%26300s+revit_v2.rfa | ADAM-a8f7e8717ef24a9180eeaeef009c3086 | https://www.docs.signify.com/assets/ies/_.ies | [14 empty] | ADAM-a71cf84e773646e69f7caeef009c2e15 | https://www.docs.signify.com/assets/emd/_.ldt |  |  | ADAM-1da1fab06f70420a9a3bafb1005f4b90 | https://www.assets.signify.com/is/content/Signify/2f1117069304498c9d2aafb1005f55f8 |  |  | L85 | L75 |  | 30000 lumen | Gray |  | <gt/>80 | 4000 K | 205 W | 146 lm/W | 50 or 60 Hz | 840 neutral white | 30000 lumen |  | 205 W | 0.95 | [5 empty] | https://www.lighting.philips.com/link/911401632808_EU/prd/aa/en
FP-911401632908 | BY122P G5 LED300S/840 PSD WB | 911401632908 | 2022-05-27 00:00:00 |  |  | IP65 ¦ Dust penetration-protected, jet-proof |  |  |  | 4000 K |  |  |  |  | Yes | [8 empty] | -30 to +50 °C | [8 empty] | Cable 0.3 m with connector 3-pole | Yes | Connection unit 3-pole | No | DALI |  | Yes | Power supply unit with DALI interface |  |  | ENEC mark |  | - |  | For mounting on normally flammable surfaces |  | Temperature 650 °C, duration 30 s | Aluminum die-cast | IP65 ¦ Dust penetration-protected, jet-proof | (0.385, 0.380) SDCM<lt/>5 |  | 220 to 240 V | 60 A | 600 ms |  |  | No | 85° x 85° | +/-10% |  | 13% | IK08 ¦ 5 J vandal-protected |  |  |  |  | 2 units |  | 6 | Polycarbonate | Wide beam |  | Clear | Polycarbonate |  |  | 393 mm | 126 mm | [6 empty] | +/-10% | Safety class I | - |  | Yes |  | 25 |  |  | 5 years |  | ADAM-0b443b9105204a30a73faec900ce6dc0 | https://www.assets.signify.com/is/image/Signify/5443399047a84d97a93aaec900ce8215 | ADAM-e213072329fc4484af6faee80027b3c2 | https://www.assets.signify.com/is/content/Signify/fp911401632908-pss-global |  |  | ADAM-e02c01ee0eec4b15bf3eaec900d2140a | https://www.assets.signify.com/is/image/Signify/cfa4dd9bcc73434a9715aec900d215da | ADAM-997bb803ec2949099fddafcb00f27870 | https://www.assets.signify.com/is/content/Signify/b1b5929715b44e648f9aafcb00f27f08 |  |  | ADAM-65e96692cbec4bc0ba1eaf4200db92a5 | https://www.docs.signify.com/assets/3d8/coreline+highbay+by122p+g5+psd+250%26300s+revit_v2.rfa | ADAM-e4f1e2bfe20f449e8838aeef009c3f2a | https://www.docs.signify.com/assets/ies/_by122pg5led300s840wbpsd.ies | [14 empty] | ADAM-7231461896274056982caeef009c3b18 | https://www.docs.signify.com/assets/emd/_by122pg5led300s840wbpsd.ldt |  |  | ADAM-1da1fab06f70420a9a3bafb1005f4b90 | https://www.assets.signify.com/is/content/Signify/2f1117069304498c9d2aafb1005f55f8 |  |  | L85 | L75 |  | 30000 lumen | Gray |  | <gt/>80 | 4000 K | 205 W | 146 lm/W | 50 or 60 Hz | 840 neutral white | 30000 lumen |  | 205 W | 0.95 | [5 empty] | https://www.lighting.philips.com/link/911401632908_EU/prd/aa/en
FP-911401642307 | BY021P G2 LED205S/840 PSU WB GR | 911401642307 | 2021-01-13 00:00:00 |  |  | IP65 ¦ Dust penetration-protected, jet-proof |  |  |  | 4000 K |  |  |  |  | No | [8 empty] | -20 to +45 °C | [8 empty] | Cable 0.3 m with connector 3-pole | CE mark | Connection unit 3-pole | No |  |  | Yes | Power supply unit (On/Off) |  |  | - |  | Steel |  | - |  | Temperature 650 °C, duration 30 s | Aluminium die-cast ADC1 - alloy grade (EN AC-47100) | IP65 ¦ Dust penetration-protected, jet-proof | (0.38, 0.38) SDCM <lt/>5 | - W W | 220 to 240 V | 54 A | 0.75 ms |  |  | Yes | 90° | +/-10% |  |  | IK06 ¦ 1 J |  |  |  |  | 1 unit |  | 6 | Polycarbonate | Wide beam |  | Matte | Polycarbonate |  |  | 355 mm | 93 mm | [6 empty] | +/-10% | Safety class I | - |  | No |  | Not applicable |  |  | 3 years |  | ADAM-0b43906447764d7c9c7aad72009608cd | https://www.assets.signify.com/is/image/Signify/cbe4a7a92d724de59e9bad7200960d20 | ADAM-03b63ee1b2e145c8a155ad2e0020ddea | https://www.assets.signify.com/is/content/Signify/fp911401642307-pss-global |  |  | ADAM-bd558a2cdbf745c1b9e8acef00cc573e | https://www.assets.signify.com/is/image/Signify/1c7811ad689f4c068c91acef00cc5b4c | ADAM-95e47f459788492cb82aaeca007afb04;ADAM-a06b833fcc0d4fd7a49aadae01493847 | https://www.assets.signify.com/is/content/Signify/f3c67290d64b425f880aaeca007affd1;https://www.assets.signify.com/is/content/Signify/66778180b5044280bf46adae01493b07 | [22 empty] | ADAM-7212fba8d76d4959ab9cae3501110c69 | https://www.assets.signify.com/is/image/Signify/75e2251f461d4c5ca609ae3501110dfb | ADAM-69712bd50454481caa80b00d01094b89 | https://www.assets.signify.com/is/content/Signify/3ba8b3f1d2f14fd5a8e5b00d01095707 |  |  | L70 |  |  | 20500 lumen | Gray |  | <gt/>80 | 4000 K | 168 W | 122 lm/W | 50 or 60 Hz | 840 neutral white | 20500 lumen |  | 168 W | 0.9 | [5 empty] | https://www.lighting.philips.com/link/911401642307_EU/prd/aa/en
FP-911401642407 | BY020P G2 LED105S/840 PSU WB GR | 911401642407 | 2021-01-13 00:00:00 |  |  | IP65 ¦ Dust penetration-protected, jet-proof |  |  |  | 4000 K |  |  |  |  | No | [8 empty] | -20 to +45 °C | [8 empty] | Cable 0.3 m with connector 3-pole | CE mark | Connection unit 3-pole | No |  |  | Yes | Power supply unit (On/Off) |  |  | - |  | Steel |  | - |  | Temperature 650 °C, duration 30 s | Aluminium die-cast ADC1 - alloy grade (EN AC-47100) | IP65 ¦ Dust penetration-protected, jet-proof | (0.38, 0.38) SDCM <lt/>5 | - W W | 220 to 240 V | 40 A | 0.6 ms |  |  | Yes | 90° | +/-10% |  |  | IK06 ¦ 1 J |  |  |  |  | 1 unit |  | 8 | Polycarbonate | Wide beam |  | Matte | Polycarbonate |  |  | 273 mm | 93 mm | [6 empty] | +/-10% | Safety class I | - |  | No |  | Not applicable |  |  | 3 years |  | ADAM-31df1d7e612e418a8626ad720095ff5f | https://www.assets.signify.com/is/image/Signify/171d7f4515914cf1bfecad7200960349 | ADAM-b592a64e816644ea9c99ad2e0021c849 | https://www.assets.signify.com/is/content/Signify/fp911401642407-pss-global |  |  | ADAM-7c58bc10af7f47bfa86eacef00cc4f65 | https://www.assets.signify.com/is/image/Signify/7ae0813acdd5428e977eacef00cc5484 | ADAM-95e47f459788492cb82aaeca007afb04;ADAM-a06b833fcc0d4fd7a49aadae01493847 | https://www.assets.signify.com/is/content/Signify/f3c67290d64b425f880aaeca007affd1;https://www.assets.signify.com/is/content/Signify/66778180b5044280bf46adae01493b07 | [22 empty] | ADAM-7212fba8d76d4959ab9cae3501110c69 | https://www.assets.signify.com/is/image/Signify/75e2251f461d4c5ca609ae3501110dfb | ADAM-69712bd50454481caa80b00d01094b89 | https://www.assets.signify.com/is/content/Signify/3ba8b3f1d2f14fd5a8e5b00d01095707 |  |  | L70 |  |  | 10500 lumen | Gray |  | <gt/>80 | 4000 K | 94 W | 112 lm/W | 50 or 60 Hz | 840 neutral white | 10500 lumen |  | 94 W | 0.9 | [5 empty] | https://www.lighting.philips.com/link/911401642407_EU/prd/aa/en
FP-911401646207 | BY101P LED200S/840 PSU WB | 911401646207 | 2021-03-09 00:00:00 |  |  | IP65 ¦ Dust penetration-protected, jet-proof |  |  |  | 4000 K |  |  |  |  | No | [8 empty] | -20 to +45 °C | [8 empty] | Cable 0.3 m with connector 3-pole | CE mark | Connection unit 3-pole | No |  |  | Yes | Power supply unit (On/Off) |  |  | - |  | Steel |  | - |  | Temperature 650 °C, duration 30 s | Aluminium die-cast ADC1 - alloy grade (EN AC-47100) | IP65 ¦ Dust penetration-protected, jet-proof | (0.385, 0.380) SDCM<lt/>5 |  | 220 to 240 V | 42 A | 0.65 ms |  |  | No | 90° | +/-10% |  |  | IK06 ¦ 1 J |  |  |  |  | 1 unit |  | 6 | Polycarbonate | Wide beam |  | Matte | Polycarbonate |  |  | 305 mm | 99 mm | [6 empty] | +/-10% | Safety class I | Polycarbonate |  | No |  | 30 |  |  | 5 years |  | ADAM-d05b8a5787c747089a34ad8e00a9d683 | https://www.assets.signify.com/is/image/Signify/1f3787ffea8e4a6f9c76ad8e00a9db29 | ADAM-3266cf23e1b14d76949badfc0029578f | https://www.assets.signify.com/is/content/Signify/fp911401646207-pss-global |  |  | ADAM-b5b447c66f9840f882b1ad8e00a95d44 | https://www.assets.signify.com/is/image/Signify/8fa0e59ff3444e82897aad8e00a962fb | ADAM-54d55e83f9d84d2da933aeca007b0220;ADAM-bd68bd30c48543a5b87cadae01493bde | https://www.assets.signify.com/is/content/Signify/f29507d8ec644164b599aeca007b05a7;https://www.assets.signify.com/is/content/Signify/5aa5171c219d417d9d76adae014940b5 |  |  |  |  | ADAM-04b418f55ff940149942ae1c00d32e3e | https://www.docs.signify.com/assets/ies/_by101pled210s840wbpsu.ies | [14 empty] | ADAM-e497b847bcb04194b47cae1c00d320f8 | https://www.docs.signify.com/assets/emd/_by101pled210s840wbpsu.ldt | [6 empty] | L70 |  |  | 20500 lumen | Gray |  | <gt/>80 | 4000 K | 154 W | 133 lm/W | 50 or 60 Hz | 840 neutral white | 20500 lumen |  | 154 W | 0.95 | [5 empty] | https://www.lighting.philips.com/link/911401646207_EU/prd/aa/en
FP-911401646307 | BY102P LED260S/840 PSU WB | 911401646307 | 2021-03-09 00:00:00 |  |  | IP65 ¦ Dust penetration-protected, jet-proof |  |  |  | 4000 K |  |  |  |  | No | [8 empty] | -20 to +45 °C | [8 empty] | Cable 0.3 m with connector 3-pole | CE mark | Connection unit 3-pole | No |  |  | Yes | Power supply unit (On/Off) |  |  | - |  | Steel |  | - |  | Temperature 650 °C, duration 30 s | Aluminium die-cast ADC1 - alloy grade (EN AC-47100) | IP65 ¦ Dust penetration-protected, jet-proof | (0.385, 0.380) SDCM<lt/>5 |  | 220 to 240 V | 54 A | 0.75 ms |  |  | No | 90° | +/-10% |  |  | IK06 ¦ 1 J |  |  |  |  | 1 unit |  | 6 | Polycarbonate | Wide beam |  | Matte | Polycarbonate |  |  | 358 mm | 99 mm | [6 empty] | +/-10% | Safety class I | Polycarbonate |  | No |  | 29 |  |  | 5 years |  | ADAM-d05b8a5787c747089a34ad8e00a9d683 | https://www.assets.signify.com/is/image/Signify/1f3787ffea8e4a6f9c76ad8e00a9db29 | ADAM-9615b1b745544f3cacc5adfc00373ec5 | https://www.assets.signify.com/is/content/Signify/fp911401646307-pss-global |  |  | ADAM-3c53c476d63d4e3d8bdead8e00a96546 | https://www.assets.signify.com/is/image/Signify/68a988896b4f44398cd2ad8e00a96622 | ADAM-54d55e83f9d84d2da933aeca007b0220;ADAM-bd68bd30c48543a5b87cadae01493bde | https://www.assets.signify.com/is/content/Signify/f29507d8ec644164b599aeca007b05a7;https://www.assets.signify.com/is/content/Signify/5aa5171c219d417d9d76adae014940b5 |  |  |  |  | ADAM-f01fdca0e03947ad87b1aed10063b8fd | https://www.docs.signify.com/assets/ies/_by102zled260s840wbalupsu.ies | [14 empty] | ADAM-568dd91a6d91436ab293aed10063b648 | https://www.docs.signify.com/assets/emd/_by102zled260s840wbalupsu.ldt | [6 empty] | L70 |  |  | 25500 lumen | Gray |  | <gt/>80 | 4000 K | 187 W | 136 lm/W | 50 or 60 Hz | 840 neutral white | 25500 lumen |  | 187 W | 0.95 | [5 empty] | https://www.lighting.philips.com/link/911401646307_EU/prd/aa/en
FP-911401657907 | BY020Z G2 ALU | 911401657907 | 2021-03-04 00:00:00 |  |  | - | [16 empty] | Aluminum | [27 empty] | - |  |  | - V | [7 empty] | Aluminum |  | - | [14 empty] | 382 mm | 156 mm | 382 mm | 382 mm | [5 empty] | - | [9 empty] | ADAM-b88dea6d1b0649a1a9c4ad18010ba495 | https://www.assets.signify.com/is/image/Signify/0a90e4052ee34c8dbfa4ad18010ba911 | ADAM-7ce5f42d38de4ff59a4cad5000d48fbf | https://www.assets.signify.com/is/content/Signify/fp911401657907-pss-global |  |  | ADAM-8fc10908913e475896dfafd200cc10f2 | https://www.assets.signify.com/is/image/Signify/fe19caa8199d4d6fb86aafd200cc10f0 | [24 empty] | ADAM-7212fba8d76d4959ab9cae3501110c69 | https://www.assets.signify.com/is/image/Signify/75e2251f461d4c5ca609ae3501110dfb | ADAM-69712bd50454481caa80b00d01094b89 | https://www.assets.signify.com/is/content/Signify/3ba8b3f1d2f14fd5a8e5b00d01095707 | [12 empty] | - Hz | [10 empty] | https://www.lighting.philips.com/link/911401657907_EU/prd/aa/en
FP-911401658007 | BY021Z G2 ALU | 911401658007 | 2021-03-04 00:00:00 |  |  | - | [16 empty] | Aluminum | [27 empty] | - |  |  | - V | [7 empty] | Aluminum |  | - | [14 empty] | 480 mm | 194 mm | 480 mm | 480 mm | [5 empty] | - | [9 empty] | ADAM-b88dea6d1b0649a1a9c4ad18010ba495 | https://www.assets.signify.com/is/image/Signify/0a90e4052ee34c8dbfa4ad18010ba911 | ADAM-fdef355b45484b73bc29ad5000d5a546 | https://www.assets.signify.com/is/content/Signify/fp911401658007-pss-global |  |  | ADAM-0327923710274fb98536ad18010b9e84 | https://www.assets.signify.com/is/image/Signify/3b56814f536c4b2e9b4dad18010ba062 | [24 empty] | ADAM-7212fba8d76d4959ab9cae3501110c69 | https://www.assets.signify.com/is/image/Signify/75e2251f461d4c5ca609ae3501110dfb | ADAM-69712bd50454481caa80b00d01094b89 | https://www.assets.signify.com/is/content/Signify/3ba8b3f1d2f14fd5a8e5b00d01095707 | [12 empty] | - Hz | [10 empty] | https://www.lighting.philips.com/link/911401658007_EU/prd/aa/en
FP-911401663403 | BPP008 LED-MP 740 PSU I GR 60P | 911401663403 | 2016-12-08 00:00:00 |  |  | IP65 ¦ Dust penetration-protected, jet-proof |  |  |  | 4000 K |  |  |  |  | No | [8 empty] | -40 to +50 °C | [8 empty] | Cable 6.0 m without plug | CE mark | - | No | - |  | Yes | Power supply unit (On/Off) | 0.115 m² |  | - |  | Aluminum |  | - |  |  | Aluminum die cast | IP65 ¦ Dust penetration-protected, jet-proof | (0.3738, 0.3686) SDCM<lt/>3 |  | 220-240 V | 2.56 A | 0.044 ms | LED25 ¦ LED Module 2500 lm | LED | No | - | +/-10% |  |  | IK08 ¦ 5 J vandal-protected |  |  |  | Post-top for diameter 60 mm | 1 unit |  | 20 | Polycarbonate |  | Symmetrical | Clear | Polycarbonate | Flat | Acrylate micro-lens optic | 578 mm | 265 mm | [6 empty] | +/-10% | Safety class I | - | - |  | Luminaire surge protection level until 4 kV differential mode and 4 kV common mode |  | 0 |  | 3 years |  | ADAM-20170308111724353 | https://www.assets.signify.com/is/image/Signify/fb2a6167bed84f8b8786a73000a91bd2 | ADAM-20170412081253233 | https://www.assets.signify.com/is/content/PhilipsLighting/fp911401663403-pss-global |  |  | ADAM-20170327151317818 | https://www.assets.signify.com/is/image/PhilipsLighting/1c7ee24c2a4a4debade7a74300d95dce | ADAM-20170310150616615;ADAM-c7033c69b02c42a4a4ddadab00e089b9 | https://www.assets.signify.com/is/content/PhilipsLighting/6fc87999ba2d4cf0af32a73200e7f289;https://www.assets.signify.com/is/content/Signify/41657571e1b345e5b53aadab00e08f72 |  |  | ADAM-20170815105836749;ADAM-20170815105832780 | https://www.docs.signify.com/assets/3d8/63_philips_streetsaver_g2_bpp008.txt;https://www.assets.signify.com/is/content/Signify/137435cad7e04cc0ba8da7d00093eaac | [24 empty] | L80 |  |  | 2500 lumen | Aluminum and gray |  | 70 | 4000 K | 27 W | 93 lm/W | 50 to 60 Hz | Neutral white | 2500 lumen |  | 27 W | 0.95 | [5 empty] | https://www.lighting.philips.com/link/911401663403_EU/prd/aa/en
FP-911401663503 | BPP008 LED-MP 830 PSU I GR 60P | 911401663503 | 2016-12-08 00:00:00 |  |  | IP65 ¦ Dust penetration-protected, jet-proof |  |  |  | 3000 K |  |  |  |  | No | [8 empty] | -40 to +50 °C | [8 empty] | Cable 6.0 m without plug | CE mark | - | No | - |  | Yes | Power supply unit (On/Off) | 0.115 m² |  | - |  | Aluminum |  | - |  |  | Aluminum die cast | IP65 ¦ Dust penetration-protected, jet-proof | (0.3738, 0.3686) SDCM<lt/>3 |  | 220-240 V | 2.56 A | 0.044 ms | LED23 ¦ LED module 2300 lm | LED | No | - | +/-10% |  |  | IK08 ¦ 5 J vandal-protected |  |  |  | Post-top for diameter 60 mm | 1 unit |  | 20 | Polycarbonate |  | Symmetrical | Clear | Polycarbonate | Flat | Acrylate micro-lens optic | 578 mm | 265 mm | [6 empty] | +/-10% | Safety class I | - | - |  | Luminaire surge protection level until 4 kV differential mode and 4 kV common mode |  | 0 |  | 3 years |  | ADAM-20170308111724353 | https://www.assets.signify.com/is/image/Signify/fb2a6167bed84f8b8786a73000a91bd2 | ADAM-20170412090920237 | https://www.assets.signify.com/is/content/PhilipsLighting/fp911401663503-pss-global |  |  | ADAM-20170327151317818 | https://www.assets.signify.com/is/image/PhilipsLighting/1c7ee24c2a4a4debade7a74300d95dce | ADAM-20170310150616615;ADAM-c7033c69b02c42a4a4ddadab00e089b9 | https://www.assets.signify.com/is/content/PhilipsLighting/6fc87999ba2d4cf0af32a73200e7f289;https://www.assets.signify.com/is/content/Signify/41657571e1b345e5b53aadab00e08f72 |  |  | ADAM-20170815105836749;ADAM-20170815105832780 | https://www.docs.signify.com/assets/3d8/63_philips_streetsaver_g2_bpp008.txt;https://www.assets.signify.com/is/content/Signify/137435cad7e04cc0ba8da7d00093eaac | [24 empty] | L80 |  |  | 2300 lumen | Aluminum and gray |  | 80 | 3000 K | 27 W | 85 lm/W | 50 to 60 Hz | Neutral white | 2300 lumen |  | 27 W | 0.95 | [5 empty] | https://www.lighting.philips.com/link/911401663503_EU/prd/aa/en
FP-911401671107 | BY100P LED100S/840 PSU WB | 911401671107 | 2021-06-16 00:00:00 |  |  | IP65 ¦ Dust penetration-protected, jet-proof |  |  |  | 4000 K |  |  |  |  | No | [8 empty] | -20 to +45 °C | [8 empty] | Cable 0.3 m with connector 3-pole | CE mark | Connection unit 3-pole | No |  |  | Yes | Power supply unit (On/Off) |  |  | - |  | Steel |  | - |  | Temperature 650 °C, duration 30 s | Aluminium die-cast ADC1 - alloy grade (EN AC-47100) | IP65 ¦ Dust penetration-protected, jet-proof | (0.385, 0.380) SDCM<lt/>5 |  | 220 to 240 V | 40 A | 0.6 ms |  |  | No | 90° | +/-10% |  |  | IK06 ¦ 1 J |  |  |  |  | 1 unit |  | 8 | Polycarbonate | Wide beam |  | Matte | Polycarbonate |  |  | 278 mm | 89 mm | [6 empty] | +/-10% | Safety class I | Polycarbonate |  | No |  | 28 |  |  | 5 years |  | ADAM-d05b8a5787c747089a34ad8e00a9d683 | https://www.assets.signify.com/is/image/Signify/1f3787ffea8e4a6f9c76ad8e00a9db29 | ADAM-c2fe44ccac92449c88d9adfc001ed5ae | https://www.assets.signify.com/is/content/Signify/fp911401671107-pss-global |  |  | ADAM-c6dbaa39f61945348ce1ad8e00a966df | https://www.assets.signify.com/is/image/Signify/36a73b08a19845388200ad8e00a96776 | ADAM-54d55e83f9d84d2da933aeca007b0220;ADAM-bd68bd30c48543a5b87cadae01493bde | https://www.assets.signify.com/is/content/Signify/f29507d8ec644164b599aeca007b05a7;https://www.assets.signify.com/is/content/Signify/5aa5171c219d417d9d76adae014940b5 |  |  |  |  | ADAM-b117cce6c71441b29fb0ae1c00d2e8aa | https://www.docs.signify.com/assets/ies/_by100pled100s840wbpsu.ies | [14 empty] | ADAM-7e5d8685b8544110b9f2ae1c00d2d659 | https://www.docs.signify.com/assets/emd/_by100pled100s840wbpsu.ldt | [6 empty] | L70 |  |  | 10500 lumen | Gray |  | <gt/>80 | 4000 K | 77 W | 136 lm/W | 50 or 60 Hz | 840 neutral white | 10500 lumen |  | 77 W | 0.95 | [5 empty] | https://www.lighting.philips.com/link/911401671107_EU/prd/aa/en
FP-911401676807 | BY100Z BR L215 | 911401676807 | 2021-04-22 00:00:00 |  |  | - | [16 empty] | Gray | [27 empty] | - |  |  | - V | [7 empty] | Steel |  | - | [15 empty] | 209 mm | 236 mm | 50 mm | [5 empty] | - | [9 empty] | ADAM-db8cc9e4fc5c4e0daef6ae0600ef867b | https://www.assets.signify.com/is/image/Signify/58651d24394c42a3996bae0600ef8f79 | ADAM-ef438ff3f52f48bf8a03ae3f0130a01a | https://www.assets.signify.com/is/content/Signify/fp911401676807-pss-global |  |  | ADAM-ee536c0bdc0b4f60892fad8e00a9685b | https://www.assets.signify.com/is/image/Signify/c6a0055e3d8b4f649844ad8e00a969ba | [40 empty] | - Hz | [10 empty] | https://www.lighting.philips.com/link/911401676807_EU/prd/aa/en
FP-911401677107 | BY101Z ALU | 911401677107 | 2021-05-06 00:00:00 |  |  | - | [16 empty] | Aluminum |  | - | [25 empty] | - |  |  | - V | [7 empty] | Aluminum |  | - | [14 empty] | 474 mm | 141 mm | 474 mm | 474 mm | [5 empty] | - | [9 empty] | ADAM-90c7b5095d944773865cad8e00a9c1ca | https://www.assets.signify.com/is/image/Signify/55c1ddd0a5d64b9da424ad8e00a9c8ea | ADAM-6b59164ea680420bae0eade800bd19ac | https://www.assets.signify.com/is/content/Signify/fp911401677107-pss-global |  |  | ADAM-eeae4fcbe526479fbed8ad8e00a96a34 | https://www.assets.signify.com/is/image/Signify/a76590712a124366b87fad8e00a96aab | [40 empty] | - Hz | [10 empty] | https://www.lighting.philips.com/link/911401677107_EU/prd/aa/en
FP-911401677207 | BY102Z ALU | 911401677207 | 2021-05-06 00:00:00 |  |  | - | [16 empty] | Aluminum |  | - | [25 empty] | - |  |  | - V | [7 empty] | Aluminum |  | - | [14 empty] | 543 mm | 153 mm | 543 mm | 543 mm | [5 empty] | - | [9 empty] | ADAM-f21b55cee45b43fa9784ad8e00a9ca7c | https://www.assets.signify.com/is/image/Signify/f923db0835c249679e8fad8e00a9d2fe | ADAM-9f7640a5bdfe43cb9255ade800c4fa78 | https://www.assets.signify.com/is/content/Signify/fp911401677207-pss-global |  |  | ADAM-7c082b3e9505497394ddad8e00a96b1a | https://www.assets.signify.com/is/image/Signify/31b89663d2f2492dba67ad8e00a96ba5 | [40 empty] | - Hz | [10 empty] | https://www.lighting.philips.com/link/911401677207_EU/prd/aa/en
FP-911401691902 | BCP150 LED150/WW PSU 220-240V 7043 | 911401691902 | 2014-12-15 00:00:00 |  |  | IP65 ¦ Dust penetration-protected, jet-proof |  |  |  | 3000 K |  |  |  |  | No | [8 empty] | -20 to +40 °C | [8 empty] | Cable without plug 3-pole | CE mark | Screw connection block | No | - |  | Yes | Power supply unit (On/Off) |  |  | - | [6 empty] | Aluminum | IP65 ¦ Dust penetration-protected, jet-proof |  |  | 220 to 240 V |  |  | LED3.4 ¦ LED module 340 lm |  |  |  | +/-10% |  |  | IK10 ¦ 20 J vandal-resistant |  |  |  |  | 1 unit | 1 | [5 empty] | Polycarbonate |  | Polycarbonate bowl/cover UV-resistant | 180 mm | 500 mm | [6 empty] | +/-10% | Safety class I | [9 empty] | ADAM-88723 | https://www.assets.signify.com/is/image/PhilipsLighting/3fd79463ae7e42d092e4a4ad00d166ae | ADAM-20151211082500642 | https://www.assets.signify.com/is/content/PhilipsLighting/fp911401691902-pss-global |  |  | ADAM-8755 | https://www.assets.signify.com/is/image/PhilipsLighting/9f5b9791c7ad4bb69cdaa4ac0073d43d | ADAM-8754 | https://www.assets.signify.com/is/content/PhilipsLighting/5ac92f36fb2640dfa0ffa4ac005db928 | [31 empty] | 200 lumen | Gray |  | <gt/>70 | 3000 K | 7 W | 28.57 lm/W | 50 to 60 Hz | Warm white | 200 lumen |  | 7 W | 0.4 | [5 empty] | https://www.lighting.philips.com/link/911401691902_EU/prd/aa/en
FP-911401692002 | BCP151 LED150/WW PSU 220-240V 7043 | 911401692002 | 2014-12-15 00:00:00 |  |  | IP65 ¦ Dust penetration-protected, jet-proof |  |  |  | 3000 K |  |  |  |  | No | [8 empty] | -20 to +40 °C | [8 empty] | Cable without plug 3-pole | CE mark | Connection unit 3-pole | No | - | 1 % | Yes | Power supply unit (On/Off) | 0.077 m² |  | - |  | Aluminum |  | - |  |  | Aluminum | IP65 ¦ Dust penetration-protected, jet-proof | (0.47, 0.42) SDCM<gt/>5 |  | 220-240 V | 15 A | 0.0011 ms | LED3.4 ¦ LED module 340 lm | LED | No | - | +/-10% |  |  | IK10 ¦ 20 J vandal-resistant |  |  |  | Baseplate | 1 unit | 1 | 15 | Polycarbonate |  | Symmetrical | Opal | Polycarbonate | - | Opal bowl/cover | 180 mm | 800 mm | [6 empty] | +/-10% | Safety class I | - | 0° |  | 4/4 kV |  | 50 | 25000 hour(s) | 3 years |  | ADAM-88724 | https://www.assets.signify.com/is/image/PhilipsLighting/75376571d9f14b79b098a4ad00d17440 | ADAM-20151210122548703 | https://www.assets.signify.com/is/content/PhilipsLighting/fp911401692002-pss-global |  |  | ADAM-8756 | https://www.assets.signify.com/is/image/PhilipsLighting/a28bedb4c1cc4f04af0da4ac0073cd04 | ADAM-8754 | https://www.assets.signify.com/is/content/PhilipsLighting/5ac92f36fb2640dfa0ffa4ac005db928 | [31 empty] | 340 lumen | Gray |  | <gt/>75 | 3000 K | 10 W | 34 lm/W | 50 to 60 Hz | Warm white | 340 lumen |  | 10 W | 0.4 | [5 empty] | https://www.lighting.philips.com/link/911401692002_EU/prd/aa/en
FP-911401735132 | PILA WL007C LED13S/840 PSU OVL WH | 911401735132 | 2018-09-21 00:00:00 |  |  | IP65 ¦ Dust penetration-protected, jet-proof |  |  |  | 4000 K |  |  |  |  | No | [8 empty] | -20 to +40 °C |  | 15 W | 110 degree(s) | [5 empty] | - | CE mark | Push-in connector 2-pole | No |  | 0.0017 % | Yes | Power supply unit (On/Off) |  |  | - |  | - |  | - |  | Temperature 650 °C, duration 30 s | Polycarbonate | IP65 ¦ Dust penetration-protected, jet-proof | 0.380, 0.380 | 15 W | 220 to 240 V | 2.88 A | 1.4 ms |  |  | No | 110° | +/-10% |  | Not applicable | IK06 ¦ 1 J | 20000 hour(s) | 13962 hour(s) | 6556 hour(s) |  | 1 unit |  | 30 | Polycarbonate | Beam angle 110° |  | Opal | Polycarbonate |  |  |  | 68 mm | 223 mm | 133 mm |  |  |  |  | +/-10% | Safety class II | - |  |  |  | 21 |  |  | 2 years |  | ADAM-4072feeec68e433096b3aa1600b31ac3 | https://www.assets.signify.com/is/image/PhilipsLighting/c72d907404e34bb8acbaaa1600b31ac1 |  |  |  |  | ADAM-7b474f836c474746a4d4aa1f00801e83 | https://www.assets.signify.com/is/image/PhilipsLighting/d12903f717644d72b5c7aa1f00801e82 | [24 empty] | ADAM-0578a60f6448403ab57eae3501111a8a;ADAM-5dbba93e14114ca081e5ae3501111e87;ADAM-d9dc87bd8df84ffd9cb8ae35011117d5;ADAM-e320c0d8eee2482bb102ae35011111f5;ADAM-a0c03f41f2c6418280f1ae3501112351;ADAM-5e62315a2bb842089c67b03d0084099b;ADAM-3b2f4c4682674370bb3bb03d00841849 | https://www.assets.signify.com/is/image/Signify/aecb520fa13943d69fccae3501111d2f;https://www.assets.signify.com/is/image/Signify/8893ccc864554e7b9879ae3501112020;https://www.assets.signify.com/is/image/Signify/8011eccc521246748796ae35011118bf;https://www.assets.signify.com/is/image/Signify/1f029164973c45f58cc1ae3501111622;https://www.assets.signify.com/is/image/Signify/dda0f591d35148359fb3ae3501112467;https://www.assets.signify.com/is/image/Signify/3c70e247fd014a20bdc2b03d00840d2f;https://www.assets.signify.com/is/image/Signify/18e04e765c0e4d989109b03d00841ab5 | [7 empty] | 1400 lumen | White |  | <gt/>70 | 4000 K | 15 W | 90 lm/W | 50 or 60 Hz | 840 neutral white | 1400 lumen |  | 15 W | 0.9 | [5 empty] | https://www.lighting.philips.com/link/911401735132_EU/prd/aa/en
FP-911401735142 | PILA WL007C LED13S/840 PSU RND MDU WH | 911401735142 | 2018-09-21 00:00:00 |  |  | IP54 ¦ Dust accumulation-protected, splash-proof |  |  |  | 4000 K |  |  |  |  | No | [8 empty] | -20 to +30 °C |  | - W | [6 empty] | - | CE mark | Connection unit 2-pole | No | Sensor-based dim |  | Yes | Power supply unit (On/Off) |  |  | - |  | - |  | - |  | Temperature 650 °C, duration 30 s | Polycarbonate | IP54 ¦ Dust accumulation-protected, splash-proof | (o.38,0.38)SDCM<lt/>6 | - W | 220-240 V | 2.5 A | 0.06 ms |  |  | No | 120° | +/-10% |  |  | IK06 ¦ 1 J |  |  |  |  | 1 unit |  | 30 | Polycarbonate | Very wide beam |  | Opal | Polycarbonate |  |  | 182 mm | 66 mm | [6 empty] | +/-10% | Safety class II | - |  | No |  | 29 |  |  | 2 years |  | ADAM-7fc685e534cc4d87b89cab8e00964fc0 | https://www.assets.signify.com/is/image/PhilipsLighting/8f201fa0493942caa3e7ab8e00964fbe | [6 empty] | ADAM-387064b35d83489cbb30ad9c0066f543 | https://www.assets.signify.com/is/content/Signify/b3881680ab594e308470ad9c0066f769 | [22 empty] | ADAM-0578a60f6448403ab57eae3501111a8a;ADAM-5dbba93e14114ca081e5ae3501111e87;ADAM-d9dc87bd8df84ffd9cb8ae35011117d5;ADAM-e320c0d8eee2482bb102ae35011111f5;ADAM-a0c03f41f2c6418280f1ae3501112351;ADAM-5e62315a2bb842089c67b03d0084099b;ADAM-3b2f4c4682674370bb3bb03d00841849 | https://www.assets.signify.com/is/image/Signify/aecb520fa13943d69fccae3501111d2f;https://www.assets.signify.com/is/image/Signify/8893ccc864554e7b9879ae3501112020;https://www.assets.signify.com/is/image/Signify/8011eccc521246748796ae35011118bf;https://www.assets.signify.com/is/image/Signify/1f029164973c45f58cc1ae3501111622;https://www.assets.signify.com/is/image/Signify/dda0f591d35148359fb3ae3501112467;https://www.assets.signify.com/is/image/Signify/3c70e247fd014a20bdc2b03d00840d2f;https://www.assets.signify.com/is/image/Signify/18e04e765c0e4d989109b03d00841ab5 |  |  | L70 |  |  |  |  | 1300 lumen | White |  | <gt/>80 | 4000 K | 15 W | 85 lm/W | 50 or 60 Hz | 840 neutral white | 1300 lumen |  | 15 W | 0.9 | [5 empty] | https://www.lighting.philips.com/link/911401735142_EU/prd/aa/en
FP-911401735152 | PILA BN007C LED30S/840 L1200 | 911401735152 | 2018-09-19 00:00:00 |  |  | IP20 ¦ Finger-protected |  |  |  | 4000 K |  |  |  |  | No | [8 empty] | -20 to +35 °C |  | 30 W | 120 degree(s) | [5 empty] | Cable 0.2 m without plug | CE mark | Connection unit 3-pole | No |  |  | Yes | Power supply unit (On/Off) |  |  | - |  | - |  | - |  | Temperature 600 °C, duration 30 s | Steel | IP20 ¦ Finger-protected | 0.382, 0.380 | 30 W | 220 to 240 V |  |  |  |  | No | 120° | +/-10% |  | Not applicable | IK02 ¦ 0.2 J standard | 20000 hour(s) |  |  |  | 1 unit |  |  | Polycarbonate | Beam angle 120° |  | Opal | Polycarbonate |  |  |  | 27 mm | 1200 mm | 70 mm |  |  |  |  | +/-10% | Safety class I | - |  | Not applicable |  | 27 |  |  | 2 years |  | ADAM-e406faa15e034dbb86aeaaf700baa985 | https://www.assets.signify.com/is/image/PhilipsLighting/61499185cb1245eba25eaaf700baadb8 | [6 empty] | ADAM-b45ecec0faf34b3da35bad9c0066f256 | https://www.assets.signify.com/is/content/Signify/a833e426241c4aa4b163ad9c0066f437 |  |  |  |  | ADAM-23e146344b3c44fa91e2ad1800770463 | https://www.docs.signify.com/assets/ies/pila+bn007c++led30s840+l1200.ies | [16 empty] | ADAM-0578a60f6448403ab57eae3501111a8a;ADAM-5dbba93e14114ca081e5ae3501111e87;ADAM-d9dc87bd8df84ffd9cb8ae35011117d5;ADAM-e320c0d8eee2482bb102ae35011111f5;ADAM-a0c03f41f2c6418280f1ae3501112351;ADAM-5e62315a2bb842089c67b03d0084099b;ADAM-3b2f4c4682674370bb3bb03d00841849 | https://www.assets.signify.com/is/image/Signify/aecb520fa13943d69fccae3501111d2f;https://www.assets.signify.com/is/image/Signify/8893ccc864554e7b9879ae3501112020;https://www.assets.signify.com/is/image/Signify/8011eccc521246748796ae35011118bf;https://www.assets.signify.com/is/image/Signify/1f029164973c45f58cc1ae3501111622;https://www.assets.signify.com/is/image/Signify/dda0f591d35148359fb3ae3501112467;https://www.assets.signify.com/is/image/Signify/3c70e247fd014a20bdc2b03d00840d2f;https://www.assets.signify.com/is/image/Signify/18e04e765c0e4d989109b03d00841ab5 | [7 empty] | 3000 lumen | White |  | <gt/>80 | 4000 K | 30 W | 100 lm/W | 50 or 60 Hz | 840 neutral white | 3000 lumen |  | 30 W | 0.9 | [5 empty] | https://www.lighting.philips.com/link/911401735152_EU/prd/aa/en
FP-911401735772 | PILA WT007C LED34S/840 PSU L1200 | 911401735772 | 2018-10-30 00:00:00 |  |  | IP65 ¦ Dust penetration-protected, jet-proof |  |  |  | 4000 K |  |  |  |  | No | [8 empty] | -20 to +35 °C | [8 empty] | Cable 0.3 m without plug | CE mark | Connection unit 2-pole | No |  |  | Yes | Power supply unit (On/Off) |  |  | ENEC mark | [5 empty] | Temperature 650 °C, duration 30 s | Polycarbonate | IP65 ¦ Dust penetration-protected, jet-proof | (0.38, 0.38),SDCM≤6 |  | 220 to 240 V | 4.5 A | 0.105 ms |  |  | No | 120° | +/-10% |  | Not applicable | IK06 ¦ 1 J |  |  |  |  | 1 unit |  | 100 | Polycarbonate | Beam angle 120° |  | Opal | Polycarbonate |  |  |  | 44.5 mm | 1198 mm | 35.5 mm |  |  |  |  | +/-10% | Safety class II | Polycarbonate |  | No |  | 27 |  |  | 2 years |  | ADAM-2335897cac5945d2ba68aaf700bb2110 | https://www.assets.signify.com/is/image/PhilipsLighting/7816ca1a215e45c8b340aaf700bb21d9 | [6 empty] | ADAM-446ab7f38fd14856b9b4ad9c006709a4 | https://www.assets.signify.com/is/content/Signify/967f8a24aaa74e3295f3ad9c00670c8d | [22 empty] | ADAM-0578a60f6448403ab57eae3501111a8a;ADAM-5dbba93e14114ca081e5ae3501111e87;ADAM-d9dc87bd8df84ffd9cb8ae35011117d5;ADAM-e320c0d8eee2482bb102ae35011111f5;ADAM-a0c03f41f2c6418280f1ae3501112351;ADAM-5e62315a2bb842089c67b03d0084099b;ADAM-3b2f4c4682674370bb3bb03d00841849 | https://www.assets.signify.com/is/image/Signify/aecb520fa13943d69fccae3501111d2f;https://www.assets.signify.com/is/image/Signify/8893ccc864554e7b9879ae3501112020;https://www.assets.signify.com/is/image/Signify/8011eccc521246748796ae35011118bf;https://www.assets.signify.com/is/image/Signify/1f029164973c45f58cc1ae3501111622;https://www.assets.signify.com/is/image/Signify/dda0f591d35148359fb3ae3501112467;https://www.assets.signify.com/is/image/Signify/3c70e247fd014a20bdc2b03d00840d2f;https://www.assets.signify.com/is/image/Signify/18e04e765c0e4d989109b03d00841ab5 |  |  |  |  | L50 |  |  | 3400 lumen | Gray and white |  | <gt/>80 | 4000 K | 34 W | 100 lm/W | 50 or 60 Hz | 840 neutral white | 3400 lumen |  | 34 W | 0.9 | [5 empty] | https://www.lighting.philips.com/link/911401735772_EU/prd/aa/en
FP-911401735782 | PILA WT007C LED54S/840 PSU L1500 | 911401735782 | 2018-10-30 00:00:00 |  |  | IP65 ¦ Dust penetration-protected, jet-proof |  |  |  | 4000 K |  |  |  |  | No | [8 empty] | -20 to +35 °C | [8 empty] | Cable 0.3 m without plug | CE mark | Connection unit 2-pole | No |  |  | Yes | Power supply unit (On/Off) |  |  | ENEC mark | [5 empty] | Temperature 650 °C, duration 30 s | Polycarbonate | IP65 ¦ Dust penetration-protected, jet-proof | (0.38, 0.38),SDCM≤6 |  | 220 to 240 V | 6.5 A | 0.108 ms |  |  | No | 120° | +/-10% |  | Not applicable | IK06 ¦ 1 J |  |  |  |  | 1 unit |  | 60 | Polycarbonate | Beam angle 120° |  | Opal | Polycarbonate |  |  |  | 44.5 mm | 1498 mm | 35.5 mm |  |  |  |  | +/-10% | Safety class II | Polycarbonate |  | No |  | 27 |  |  | 2 years |  | ADAM-2335897cac5945d2ba68aaf700bb2110 | https://www.assets.signify.com/is/image/PhilipsLighting/7816ca1a215e45c8b340aaf700bb21d9 | [6 empty] | ADAM-446ab7f38fd14856b9b4ad9c006709a4 | https://www.assets.signify.com/is/content/Signify/967f8a24aaa74e3295f3ad9c00670c8d | [22 empty] | ADAM-0578a60f6448403ab57eae3501111a8a;ADAM-5dbba93e14114ca081e5ae3501111e87;ADAM-d9dc87bd8df84ffd9cb8ae35011117d5;ADAM-e320c0d8eee2482bb102ae35011111f5;ADAM-a0c03f41f2c6418280f1ae3501112351;ADAM-5e62315a2bb842089c67b03d0084099b;ADAM-3b2f4c4682674370bb3bb03d00841849 | https://www.assets.signify.com/is/image/Signify/aecb520fa13943d69fccae3501111d2f;https://www.assets.signify.com/is/image/Signify/8893ccc864554e7b9879ae3501112020;https://www.assets.signify.com/is/image/Signify/8011eccc521246748796ae35011118bf;https://www.assets.signify.com/is/image/Signify/1f029164973c45f58cc1ae3501111622;https://www.assets.signify.com/is/image/Signify/dda0f591d35148359fb3ae3501112467;https://www.assets.signify.com/is/image/Signify/3c70e247fd014a20bdc2b03d00840d2f;https://www.assets.signify.com/is/image/Signify/18e04e765c0e4d989109b03d00841ab5 |  |  |  |  | L50 |  |  | 5400 lumen | Gray and white |  | <gt/>80 | 4000 K | 54 W | 100 lm/W | 50 or 60 Hz | 840 neutral white | 5400 lumen |  | 54 W | 0.9 | [5 empty] | https://www.lighting.philips.com/link/911401735782_EU/prd/aa/en
FP-911401736313 | BCP384 9LED 30K 220V A2 L30 D2 | 911401736313 | 2021-05-24 00:00:00 |  |  | IP66 ¦ Dust penetration-protected, jet-proof |  |  |  | 3000 K |  |  |  |  | No | [8 empty] | -40 to +50 °C | [8 empty] | Cable 0.3 m without plug 3-pole | CE mark | Flying leads/wires |  | - |  | Yes |  | 0.085 m² | [5 empty] | For mounting on normally flammable surfaces |  |  | Aluminum extruded | IP66 ¦ Dust penetration-protected, jet-proof | SDCM = 4 |  | 220 to 240 V | 40 A | [5 empty] | +/-10% |  |  | IK06 ¦ 1 J | [11 empty] | Polymethyl methacrylate |  | Tempered glass | [8 empty] | +/-10% | Safety class I | [9 empty] | ADAM-aa669a86c40a48108d22aa6c00ce6f1b | https://www.assets.signify.com/is/image/Signify/3dede398bb91413cbb73aa6c00ce7e02 | ADAM-8c1ca559815a4519a328ad9b010d2814 | https://www.assets.signify.com/is/content/Signify/fp911401736313-pss-global |  |  | ADAM-5221a3c7907b4b29b8dbaa6c00ced6ca | https://www.assets.signify.com/is/image/PhilipsLighting/961069323d5d4fca91f1aa6c00ced91f | [33 empty] | 1091 lumen | Dark gray |  | 80 | 3000 K | 20 W | 55 lm/W | 50 to 60 Hz | Warm white | 1091 lumen |  | 20 W | 0.9 | [5 empty] | https://www.lighting.philips.com/link/911401736313_EU/prd/aa/en
FP-911401736353 | BCP384 9LED 40K 220V A2 L30 D2 | 911401736353 | 2021-05-24 00:00:00 |  |  | IP66 ¦ Dust penetration-protected, jet-proof |  |  |  | 4000 K |  |  |  |  | No | [8 empty] | -40 to +50 °C | [8 empty] | Cable 0.3 m without plug 3-pole | CE mark | Flying leads/wires |  | - |  | Yes |  | 0.085 m² | [5 empty] | For mounting on normally flammable surfaces |  |  | Aluminum extruded | IP66 ¦ Dust penetration-protected, jet-proof | SDCM = 4 |  | 220 to 240 V | 40 A | [5 empty] | +/-10% |  |  | IK06 ¦ 1 J | [11 empty] | Polymethyl methacrylate |  | Tempered glass | [8 empty] | +/-10% | Safety class I | [9 empty] | ADAM-aa669a86c40a48108d22aa6c00ce6f1b | https://www.assets.signify.com/is/image/Signify/3dede398bb91413cbb73aa6c00ce7e02 | ADAM-cf291967bf14406e8802ad9b010bb3c2 | https://www.assets.signify.com/is/content/Signify/fp911401736353-pss-global |  |  | ADAM-5221a3c7907b4b29b8dbaa6c00ced6ca | https://www.assets.signify.com/is/image/PhilipsLighting/961069323d5d4fca91f1aa6c00ced91f | [33 empty] | 1244 lumen | Dark gray |  | 80 | 4000 K | 20 W | 62 lm/W | 50 to 60 Hz | Neutral white | 1244 lumen |  | 20 W | 0.9 | [5 empty] | https://www.lighting.philips.com/link/911401736353_EU/prd/aa/en
FP-911401736393 | BCP384 12LED RGBNW 220V A2 L30 DMX D2 | 911401736393 | 2021-05-24 00:00:00 |  |  | IP66 ¦ Dust penetration-protected, jet-proof |  |  |  | - |  |  |  |  | Yes | [8 empty] | -40 to +50 °C | [8 empty] | Cable 0.3 m without plug 3-pole + 2 Cables 0.3 m with connector 4-pole | CE mark | Flying leads/wires and 2 Push-in connector 4-pole |  | Dynamic DMX |  | Yes |  | 0.085 m² | [5 empty] | For mounting on normally flammable surfaces |  |  | Aluminum extruded | IP66 ¦ Dust penetration-protected, jet-proof |  |  | 220 to 240 V | 40 A | [5 empty] | +/-10% |  |  | IK06 ¦ 1 J | [11 empty] | Polymethyl methacrylate |  | Tempered glass | [8 empty] | +/-10% | Safety class I | [9 empty] | ADAM-aa669a86c40a48108d22aa6c00ce6f1b | https://www.assets.signify.com/is/image/Signify/3dede398bb91413cbb73aa6c00ce7e02 | ADAM-722e7be1e79748e6896cad9b010c6e9d | https://www.assets.signify.com/is/content/Signify/fp911401736393-pss-global |  |  | ADAM-5221a3c7907b4b29b8dbaa6c00ced6ca | https://www.assets.signify.com/is/image/PhilipsLighting/961069323d5d4fca91f1aa6c00ced91f | [33 empty] | 787 lumen | Dark gray |  | - | - | 20 W | 39 lm/W | 50 to 60 Hz | Red, green, blue and white | 787 lumen |  | 20 W | 0.9 | [5 empty] | https://www.lighting.philips.com/link/911401736393_EU/prd/aa/en
FP-911401736633 | BCP384 36LED 30K 220V A2 L100 D2 | 911401736633 | 2021-05-24 00:00:00 |  |  | IP66 ¦ Dust penetration-protected, jet-proof |  |  |  | 3000 K |  |  |  |  | No | [8 empty] | -40 to +50 °C | [8 empty] | Cable 0.3 m without plug 3-pole | CE mark | Flying leads/wires |  | - |  | Yes |  | 0.085 m² | [5 empty] | For mounting on normally flammable surfaces |  |  | Aluminum extruded | IP66 ¦ Dust penetration-protected, jet-proof | SDCM = 4 |  | 220 to 240 V | 60 A | [5 empty] | +/-10% |  |  | IK06 ¦ 1 J | [11 empty] | Polymethyl methacrylate |  | Tempered glass | [8 empty] | +/-10% | Safety class I | [9 empty] | ADAM-aa669a86c40a48108d22aa6c00ce6f1b | https://www.assets.signify.com/is/image/Signify/3dede398bb91413cbb73aa6c00ce7e02 | ADAM-437ba18d8dfc4f17bf90ad9b010c5fe0 | https://www.assets.signify.com/is/content/Signify/fp911401736633-pss-global |  |  | ADAM-3daf6a327d004c6087e6aa6c00ced0e5 | https://www.assets.signify.com/is/image/PhilipsLighting/93860916471847bebd09aa6c00ced3e8 | [33 empty] | 4281 lumen | Dark gray |  | 80 | 3000 K | 80 W | 54 lm/W | 50 to 60 Hz | Warm white | 4281 lumen |  | 80 W | 0.9 | [5 empty] | https://www.lighting.philips.com/link/911401736633_EU/prd/aa/en
FP-911401736673 | BCP384 36LED 40K 220V A2 L100 D2 | 911401736673 | 2021-05-24 00:00:00 |  |  | IP66 ¦ Dust penetration-protected, jet-proof |  |  |  | 4000 K |  |  |  |  | No | [8 empty] | -40 to +50 °C | [8 empty] | Cable 0.3 m without plug 3-pole | CE mark | Flying leads/wires |  | - |  | Yes |  | 0.085 m² | [5 empty] | For mounting on normally flammable surfaces |  |  | Aluminum extruded | IP66 ¦ Dust penetration-protected, jet-proof | SDCM = 4 |  | 220 to 240 V | 60 A | [5 empty] | +/-10% |  |  | IK06 ¦ 1 J | [11 empty] | Polymethyl methacrylate |  | Tempered glass | [8 empty] | +/-10% | Safety class I | [9 empty] | ADAM-aa669a86c40a48108d22aa6c00ce6f1b | https://www.assets.signify.com/is/image/Signify/3dede398bb91413cbb73aa6c00ce7e02 | ADAM-153643d1d8ad46ea89eead9b010a8ad5 | https://www.assets.signify.com/is/content/Signify/fp911401736673-pss-global |  |  | ADAM-3daf6a327d004c6087e6aa6c00ced0e5 | https://www.assets.signify.com/is/image/PhilipsLighting/93860916471847bebd09aa6c00ced3e8 | [33 empty] | 4881 lumen | Dark gray |  | 80 | 4000 K | 80 W | 61 lm/W | 50 to 60 Hz | Neutral white | 4881 lumen |  | 80 W | 0.9 | [5 empty] | https://www.lighting.philips.com/link/911401736673_EU/prd/aa/en
FP-911401736713 | BCP384 48LED RGBNW 220V A2 L100 DMX D2 | 911401736713 | 2021-05-24 00:00:00 |  |  | IP66 ¦ Dust penetration-protected, jet-proof |  |  |  | - |  |  |  |  | Yes | [8 empty] | -40 to +50 °C | [8 empty] | Cable 0.3 m without plug 3-pole + 2 Cables 0.3 m with connector 4-pole | CE mark | Flying leads/wires and 2 Push-in connector 4-pole |  | Dynamic DMX |  | Yes |  | 0.085 m² | [5 empty] | For mounting on normally flammable surfaces |  |  | Aluminum extruded | IP66 ¦ Dust penetration-protected, jet-proof |  |  | 220 to 240 V | 60 A | [5 empty] | +/-10% |  |  | IK06 ¦ 1 J | [11 empty] | Polymethyl methacrylate |  | Tempered glass | [8 empty] | +/-10% | Safety class I | [9 empty] | ADAM-aa669a86c40a48108d22aa6c00ce6f1b | https://www.assets.signify.com/is/image/Signify/3dede398bb91413cbb73aa6c00ce7e02 | ADAM-cdee58745d84421fafe6ad9b010b2908 | https://www.assets.signify.com/is/content/Signify/fp911401736713-pss-global |  |  | ADAM-3daf6a327d004c6087e6aa6c00ced0e5 | https://www.assets.signify.com/is/image/PhilipsLighting/93860916471847bebd09aa6c00ced3e8 | [33 empty] | 3164 lumen | Dark gray |  | - | - | 80 W | 40 lm/W | 50 to 60 Hz | Red, green, blue and white | 3164 lumen |  | 80 W | 0.9 | [5 empty] | https://www.lighting.philips.com/link/911401736713_EU/prd/aa/en
FP-911401739812 | BCP390 4LED RGBNW 24V 3x90 DMX | 911401739812 | 2018-12-21 00:00:00 |  |  | IP66 ¦ Dust penetration-protected, jet-proof |  |  |  | - |  |  |  |  | Yes | [8 empty] | -40 to +50 °C | [8 empty] | 2 cables 0.3m with connector 5-pole | CE mark | 2 Push-in connector 5-pole |  | Dynamix DMX |  | No | [5 empty] | Aluminum |  | For mounting on normally flammable surfaces |  |  | Aluminum die cast | IP66 ¦ Dust penetration-protected, jet-proof | - |  | 24 DC V |  |  |  | LED | No | 3° x 90° | +/-10% |  | 13% | IK06 ¦ 1 J |  |  |  | Mounting bracket adjustable |  |  |  | Polycarbonate |  |  | Clear | Tempered glass |  | Clear flat |  | 58 mm | 181 mm | 51 mm |  |  |  |  | +/-10% | Safety class III |  | - | [7 empty] | ADAM-54b71f727b804b1ba9d3aa3100b782d0 | https://www.assets.signify.com/is/image/PhilipsLighting/8dd4fae5b8b14fe29cd0aa3100b78d62 | ADAM-891ec3775d5a4921ab94ab2800b84e88 | https://www.assets.signify.com/is/content/PhilipsLighting/fp911401739812-pss-global |  |  | ADAM-462cfbd7f6ea4b428d25aa3100b7bede | https://www.assets.signify.com/is/image/PhilipsLighting/2fa8e890cbfb4c9e87f7aa3100b7c197 | ADAM-3ae5a256b8944c8e9bbaaa3100b7ae6d | https://www.assets.signify.com/is/content/PhilipsLighting/814d25e480a347b4bbfdaa3100b7bb26 | [31 empty] | 102 lumen | Dark gray |  | - | - | 10 W | 10.2 lm/W | - Hz | Red, green, blue and white | 102 lumen |  | 10 W | 0.9 | [5 empty] | https://www.lighting.philips.com/link/911401739812_EU/prd/aa/en
FP-911401742332 | ZXP399 Lead 4P DMX cable 2m (10 pcs) | 911401742332 | 2019-01-14 00:00:00 | [19 empty] | Black | [57 empty] | 2000 mm | [16 empty] | ADAM-5fa5ce3c3b884833b744aa3e00cae2dd | https://www.assets.signify.com/is/image/PhilipsLighting/1a24a47135434ba5bbebaa3e00caf00f | ADAM-5e5ade0238f74839b8f3aa4600c4ed50 | https://www.assets.signify.com/is/content/PhilipsLighting/fp911401742332-pss-global |  |  | ADAM-9a53b6da23314bad9578aa3e00cb471f | https://www.assets.signify.com/is/image/PhilipsLighting/d19b8bc027b54191b624aa3e00cb4852 | [51 empty] | https://www.lighting.philips.com/link/911401742332_EU/prd/aa/en
FP-911401742342 | ZXP399 Jump 4P DMX cable 2m (10 pcs) | 911401742342 | 2019-01-14 00:00:00 | [19 empty] | Black | [57 empty] | 2000 mm | [16 empty] | ADAM-4af18a928bb74a7e8023aa3e00caf4d7 | https://www.assets.signify.com/is/image/PhilipsLighting/30d90bb467614b8382c3aa3e00cb010f | ADAM-2a693fed7dd94ac18f41aa4600b6625a | https://www.assets.signify.com/is/content/PhilipsLighting/fp911401742342-pss-global |  |  | ADAM-4fd9a802126c439da6f3aa3e00cb49ac | https://www.assets.signify.com/is/image/PhilipsLighting/31c6ce00a23a4c2b89ccaa3e00cb4a61 | [51 empty] | https://www.lighting.philips.com/link/911401742342_EU/prd/aa/en
FP-911401742352 | ZXP399 Lead 5P DC/DMX cable 2m (10 pcs) | 911401742352 | 2019-01-14 00:00:00 | [19 empty] | Black | [57 empty] | 2000 mm | [16 empty] | ADAM-5fa5ce3c3b884833b744aa3e00cae2dd | https://www.assets.signify.com/is/image/PhilipsLighting/1a24a47135434ba5bbebaa3e00caf00f | ADAM-3528e40b30b044308111aa4600c51a23 | https://www.assets.signify.com/is/content/PhilipsLighting/fp911401742352-pss-global |  |  | ADAM-0d58a7f132e845088115aa3e00cb4b88 | https://www.assets.signify.com/is/image/PhilipsLighting/2a834555cf5c495eb331aa3e00cb4c5e | [51 empty] | https://www.lighting.philips.com/link/911401742352_EU/prd/aa/en
FP-911401742362 | ZXP399 Jump 5P DC/DMX cable 2m (10 pcs) | 911401742362 | 2019-01-14 00:00:00 | [19 empty] | Black | [57 empty] | 2000 mm | [16 empty] | ADAM-4af18a928bb74a7e8023aa3e00caf4d7 | https://www.assets.signify.com/is/image/PhilipsLighting/30d90bb467614b8382c3aa3e00cb010f | ADAM-1de0d33069674970ba24aa4600cbd7bd | https://www.assets.signify.com/is/content/PhilipsLighting/fp911401742362-pss-global |  |  | ADAM-47556d3ff1154c898e4daa3e00cb4d7f | https://www.assets.signify.com/is/image/PhilipsLighting/db4d47e1f72a492aa023aa3e00cb4e64 | [51 empty] | https://www.lighting.philips.com/link/911401742362_EU/prd/aa/en
FP-911401742382 | ZXP399 Lead 2P DC cable 2m (10 pcs) | 911401742382 | 2019-01-14 00:00:00 | [19 empty] | Black | [57 empty] | 2000 mm | [16 empty] | ADAM-5fa5ce3c3b884833b744aa3e00cae2dd | https://www.assets.signify.com/is/image/PhilipsLighting/1a24a47135434ba5bbebaa3e00caf00f | ADAM-b0d575da7df6442bbcbfaa4600d289f5 | https://www.assets.signify.com/is/content/PhilipsLighting/fp911401742382-pss-global |  |  | ADAM-ced33b0b4ace42f394dfaa3e00cb52d1 | https://www.assets.signify.com/is/image/PhilipsLighting/2f061bfcb0ba466c9dc9aa3e00cb53a9 | [51 empty] | https://www.lighting.philips.com/link/911401742382_EU/prd/aa/en
FP-911401742392 | ZXP399 Jump 2P DC cable 2m (10 pcs) | 911401742392 | 2019-01-14 00:00:00 | [19 empty] | Black | [57 empty] | 2000 mm | [16 empty] | ADAM-4af18a928bb74a7e8023aa3e00caf4d7 | https://www.assets.signify.com/is/image/PhilipsLighting/30d90bb467614b8382c3aa3e00cb010f | ADAM-58cd3b737f674e80b8c3aa4600ae0940 | https://www.assets.signify.com/is/content/PhilipsLighting/fp911401742392-pss-global |  |  | ADAM-7656e9eadbff45bc9694aa3e00cb54a2 | https://www.assets.signify.com/is/image/PhilipsLighting/fae4d09de6644e219851aa3e00cb562c | [51 empty] | https://www.lighting.philips.com/link/911401742392_EU/prd/aa/en
FP-911401742402 | ZXP399 endcap male connector (20 pcs) | 911401742402 | 2019-01-14 00:00:00 | [19 empty] | Black | [56 empty] | 17.8 mm | 37.1 mm | 17.8 mm | [15 empty] | ADAM-717d54fbe53a4077b880aa3e00cb127e | https://www.assets.signify.com/is/image/PhilipsLighting/0f1fef2423274944bceeaa3e00cb192a | ADAM-607541ffa8554a458e19aa4600c516dc | https://www.assets.signify.com/is/content/PhilipsLighting/fp911401742402-pss-global |  |  | ADAM-d3bf6286222846c88777af4d007bbcc8 | https://www.assets.signify.com/is/image/Signify/e9476e05c44b47a2b0acaf4d007bbd60 | [51 empty] | https://www.lighting.philips.com/link/911401742402_EU/prd/aa/en
FP-911401742412 | ZXP399 endcap female connector (20 pcs) | 911401742412 | 2019-01-14 00:00:00 | [19 empty] | Black | [56 empty] | 17 mm | 37.1 mm | 17 mm | [15 empty] | ADAM-01f8537226de4d06ad22aa3e00cb1b37 | https://www.assets.signify.com/is/image/PhilipsLighting/da3e41e8762b4340b227aa3e00cb225a | ADAM-0b6d2d0d9f594dfe9096aa4600b73b90 | https://www.assets.signify.com/is/content/PhilipsLighting/fp911401742412-pss-global |  |  | ADAM-5871b1fa253149f3a46daf4d007bb875 | https://www.assets.signify.com/is/image/Signify/bc6dc27ccae246cb8313af4d007bbb8d | [51 empty] | https://www.lighting.philips.com/link/911401742412_EU/prd/aa/en
FP-911401755262 | BCP310 LED760/WW 15W 100-240V Cyl BK | 911401755262 | 2019-04-15 00:00:00 |  |  | IP65 ¦ Dust penetration-protected, jet-proof |  |  |  | 3000 K |  |  |  |  | No | [8 empty] | -40 to +50 °C | [8 empty] | Cable 0.3 m with connector 3-pole | - | Screw connection block 3-pole |  | - |  | Yes | [7 empty] | - |  |  | Aluminum | IP65 ¦ Dust penetration-protected, jet-proof |  |  | 100 to 240 V |  |  |  | LED | No |  | +/-10% |  |  | IK06 ¦ 1 J |  |  |  | Baseplate |  |  |  | Polycarbonate |  |  | Frosted | Polycarbonate |  | Polycarbonate bowl/cover frosted | 160 mm | 300 mm | [6 empty] | +/-10% | Safety class I |  | - | [7 empty] | ADAM-89db64728c8d4f67b007aa7a015ac06a | https://www.assets.signify.com/is/image/Signify/98b4c35df916417ebc04aa7a015ac067 | ADAM-9ae947b0ae134f238f15aa3f0048aa4d | https://www.assets.signify.com/is/content/PhilipsLighting/fp911401755262-pss-global |  |  | ADAM-61e99ed375a349a7baf8aa3e0101d815 | https://www.assets.signify.com/is/image/PhilipsLighting/adc0b14dbd9d4dc98ab8aa3e0101da71 | [33 empty] | 760 lumen | Black and aluminum |  | <gt/>80 | 3000 K | 15 W | 40 lm/W | 50 or 60 Hz | 830 warm white | 760 lumen |  | 15 W | 0.9 | [5 empty] | https://www.lighting.philips.com/link/911401755262_EU/prd/aa/en
FP-911401755272 | BCP311 LED760/WW 15W 100-240V Cyl BK | 911401755272 | 2019-04-15 00:00:00 |  |  | IP65 ¦ Dust penetration-protected, jet-proof |  |  |  | 3000 K |  |  |  |  | No | [8 empty] | -40 to +50 °C | [8 empty] | Cable 0.3 m with connector 3-pole | - | Screw connection block 3-pole |  | - |  | Yes | [7 empty] | - |  |  | Aluminum | IP65 ¦ Dust penetration-protected, jet-proof |  |  | 100 to 240 V |  |  |  | LED | No |  | +/-10% |  |  | IK06 ¦ 1 J |  |  |  | Baseplate |  |  |  | Polycarbonate |  |  | Frosted | Polycarbonate |  | Polycarbonate bowl/cover frosted | 160 mm | 600 mm | [6 empty] | +/-10% | Safety class I |  | - | [7 empty] | ADAM-f260cb7734d34d40927daa6200b30757 | https://www.assets.signify.com/is/image/Signify/94332e9de7ad4e41b700aa6200b30ce0 | ADAM-d8f1d191662442f5a623aa3f004a92b1 | https://www.assets.signify.com/is/content/PhilipsLighting/fp911401755272-pss-global |  |  | ADAM-61e99ed375a349a7baf8aa3e0101d815 | https://www.assets.signify.com/is/image/PhilipsLighting/adc0b14dbd9d4dc98ab8aa3e0101da71 | [33 empty] | 760 lumen | Black and aluminum |  | <gt/>80 | 3000 K | 15 W | 40 lm/W | 50 or 60 Hz | 830 warm white | 760 lumen |  | 15 W | 0.9 | [5 empty] | https://www.lighting.philips.com/link/911401755272_EU/prd/aa/en
FP-911401755282 | BCP312 LED760/WW 15W 100-240V Cyl BK | 911401755282 | 2019-04-15 00:00:00 |  |  | IP65 ¦ Dust penetration-protected, jet-proof |  |  |  | 3000 K |  |  |  |  | No | [8 empty] | -40 to +50 °C | [8 empty] | Cable 0.3 m with connector 3-pole | - | Screw connection block 3-pole |  | - |  | Yes | [7 empty] | - |  |  | Aluminum | IP65 ¦ Dust penetration-protected, jet-proof |  |  | 100 to 240 V |  |  |  | LED | No |  | +/-10% |  |  | IK06 ¦ 1 J |  |  |  | Baseplate |  |  |  | Polycarbonate |  |  | Frosted | Polycarbonate |  | Polycarbonate bowl/cover frosted | 160 mm | 1200 mm | [6 empty] | +/-10% | Safety class I |  | - | [7 empty] | ADAM-9a951c9bf7a348c1b9a1aa6200b30ff6 | https://www.assets.signify.com/is/image/Signify/afdaa5c81c8d44e5bfd2aa6200b31613 | ADAM-3c4fee84642041c596cfaa3f004885cf | https://www.assets.signify.com/is/content/PhilipsLighting/fp911401755282-pss-global |  |  | ADAM-61e99ed375a349a7baf8aa3e0101d815 | https://www.assets.signify.com/is/image/PhilipsLighting/adc0b14dbd9d4dc98ab8aa3e0101da71 | [33 empty] | 760 lumen | Black and aluminum |  | <gt/>80 | 3000 K | 15 W | 40 lm/W | 50 or 60 Hz | 830 warm white | 760 lumen |  | 15 W | 0.9 | [5 empty] | https://www.lighting.philips.com/link/911401755282_EU/prd/aa/en
FP-911401755342 | BBP341 LED540/WW 6W 20D 100-240V | 911401755342 | 2019-04-15 00:00:00 |  |  | IP67 ¦ Dust penetration-protected, watertight |  |  |  | 3000 K |  |  |  |  | No | [8 empty] | -40 to +50 °C | [8 empty] | Cable 0.3 m with connector 3-pole | - | Screw connection block 3-pole |  | - |  | Yes | [7 empty] | For mounting on normally flammable surfaces |  |  | Aluminum | IP67 ¦ Dust penetration-protected, watertight | (0.434, 0.403)SDCM ≤ 5 |  | 100 to 240 V |  |  |  | LED | No |  | +/-10% |  |  | IK10 ¦ 20 J vandal-resistant |  |  |  | Recessed mounting box round |  |  |  | Polycarbonate |  |  | Clear | Polycarbonate |  | Glass | 120 mm | 125 mm | [6 empty] | +/-10% | Safety class I |  | - | [7 empty] | ADAM-da5aff65fcd94c74b478aa6200b35f35 | https://www.assets.signify.com/is/image/Signify/41fae930a1f14eae9717aa6200b370e4 | ADAM-55908663113f4f4594f7aa3f004bf095 | https://www.assets.signify.com/is/content/PhilipsLighting/fp911401755342-pss-global |  |  | ADAM-ef0f2187934d41d0bdecaa3e0101e1e2 | https://www.assets.signify.com/is/image/PhilipsLighting/d4b397c68bf2493d9ac1aa3e0101e29d | [33 empty] | 540 lumen | Steel |  | <gt/>70 | 3000 K | 6 W | 90 lm/W | 50 or 60 Hz | 730 warm white | 540 lumen |  | 6 W | 0.9 | [5 empty] | https://www.lighting.philips.com/link/911401755342_EU/prd/aa/en
FP-911401755352 | BBP342 LED1200/WW 12W 20D 100-240V | 911401755352 | 2019-04-15 00:00:00 |  |  | IP67 ¦ Dust penetration-protected, watertight |  |  |  | 3000 K |  |  |  |  | No | [8 empty] | -40 to +50 °C | [8 empty] | Cable 0.3 m with connector 3-pole | - | Screw connection block 3-pole |  | - |  | Yes | [7 empty] | For mounting on normally flammable surfaces |  |  | Aluminum | IP67 ¦ Dust penetration-protected, watertight | (0.434, 0.403)SDCM ≤ 5 |  | 100 to 240 V |  |  |  | LED | No |  | +/-10% |  |  | IK10 ¦ 20 J vandal-resistant |  |  |  | Recessed mounting box round |  |  |  | Polycarbonate |  |  | Clear | Polycarbonate |  | Glass | 140 mm | 127 mm | [6 empty] | +/-10% | Safety class I |  | - | [7 empty] | ADAM-7274dacfcc4942eb9801aa6200b3744b | https://www.assets.signify.com/is/image/Signify/3bb0c49ca5b24f88bb10aa6200b38b20 | ADAM-37aeeb4425a242b2a136aa3f004a8dcf | https://www.assets.signify.com/is/content/PhilipsLighting/fp911401755352-pss-global |  |  | ADAM-ef0f2187934d41d0bdecaa3e0101e1e2 | https://www.assets.signify.com/is/image/PhilipsLighting/d4b397c68bf2493d9ac1aa3e0101e29d | [33 empty] | 1200 lumen | Steel |  | <gt/>70 | 3000 K | 12 W | 100 lm/W | 50 or 60 Hz | 730 warm white | 1200 lumen |  | 12 W | 0.9 | [5 empty] | https://www.lighting.philips.com/link/911401755352_EU/prd/aa/en
FP-911401755362 | BBP343 LED1800/WW 18W 20D 100-240V | 911401755362 | 2019-04-15 00:00:00 |  |  | IP67 ¦ Dust penetration-protected, watertight |  |  |  | 3000 K |  |  |  |  | No | [8 empty] | -40 to +50 °C | [8 empty] | Cable 0.3 m with connector 3-pole | - | Screw connection block 3-pole |  | - |  | Yes | [7 empty] | For mounting on normally flammable surfaces |  |  | Aluminum | IP67 ¦ Dust penetration-protected, watertight | (0.434, 0.403)SDCM ≤ 5 |  | 100 to 240 V |  |  |  | LED | No |  | +/-10% |  |  | IK10 ¦ 20 J vandal-resistant |  |  |  | Recessed mounting box round |  |  |  | Polycarbonate |  |  | Clear | Polycarbonate |  | Glass | 180 mm | 152 mm | [6 empty] | +/-10% | Safety class I |  | - | [7 empty] | ADAM-4dd0a1e4f1a84b2aa024aa6200b39077 | https://www.assets.signify.com/is/image/Signify/4a5be549f54444e983dbaa6200b3a5ac | ADAM-ebdee1e8e3764d2798f1aa3f004996fd | https://www.assets.signify.com/is/content/PhilipsLighting/fp911401755362-pss-global |  |  | ADAM-ef0f2187934d41d0bdecaa3e0101e1e2 | https://www.assets.signify.com/is/image/PhilipsLighting/d4b397c68bf2493d9ac1aa3e0101e29d | [33 empty] | 1800 lumen | Steel |  | <gt/>70 | 3000 K | 18 W | 100 lm/W | 50 or 60 Hz | 730 warm white | 1800 lumen |  | 18 W | 0.9 | [5 empty] | https://www.lighting.philips.com/link/911401755362_EU/prd/aa/en
FP-911401755372 | BBP344 LED3600/WW 36W 20D 100-240V | 911401755372 | 2019-04-15 00:00:00 |  |  | IP67 ¦ Dust penetration-protected, watertight |  |  |  | 3000 K |  |  |  |  | No | [8 empty] | -40 to +50 °C | [8 empty] | Cable 0.3 m with connector 3-pole | - | Screw connection block 3-pole |  | - |  | Yes | [7 empty] | For mounting on normally flammable surfaces |  |  | Aluminum | IP67 ¦ Dust penetration-protected, watertight | (0.434, 0.403)SDCM ≤ 5 |  | 100 to 240 V |  |  |  | LED | No |  | +/-10% |  |  | IK10 ¦ 20 J vandal-resistant |  |  |  | Recessed mounting box round |  |  |  | Polycarbonate |  |  | Clear | Polycarbonate |  | Glass | 250 mm | 162 mm | [6 empty] | +/-10% | Safety class I |  | - | [7 empty] | ADAM-9d0e2b25fd854f978b87aa6200b3aa3c | https://www.assets.signify.com/is/image/Signify/3a20299d0d7048138d6baa6200b3c062 | ADAM-edde5032bb4f4422a347aa3f0048d6c5 | https://www.assets.signify.com/is/content/PhilipsLighting/fp911401755372-pss-global |  |  | ADAM-ef0f2187934d41d0bdecaa3e0101e1e2 | https://www.assets.signify.com/is/image/PhilipsLighting/d4b397c68bf2493d9ac1aa3e0101e29d | [33 empty] | 3600 lumen | Steel |  | <gt/>70 | 3000 K | 36 W | 100 lm/W | 50 or 60 Hz | 730 warm white | 3600 lumen |  | 36 W | 0.9 | [5 empty] | https://www.lighting.philips.com/link/911401755372_EU/prd/aa/en
FP-911401774752 | PILA WL007C LED10S/840 PSU RND WH G2 | 911401774752 | 2019-10-29 00:00:00 |  |  | IP54 ¦ Dust accumulation-protected, splash-proof |  |  |  | 4000 K |  |  |  |  | No | [8 empty] | -30 to +35 °C |  | - W | [6 empty] | Cable 0.2 m without plug | CE mark | - | No |  |  | Yes | Power supply unit (On/Off) |  |  | - |  | - |  | - |  | Temperature 650 °C, duration 30 s | Polycarbonate | IP54 ¦ Dust accumulation-protected, splash-proof | (o.38,0.38)SDCM<lt/>6 | - W | 220-240 V | 2.5 A | 0.06 ms |  |  | No | 120° | +/-10% |  |  | IK06 ¦ 1 J |  |  |  |  | 1 unit |  | 30 | Polycarbonate | Very wide beam |  | Opal | Polycarbonate |  |  | 170 mm | 50 mm | [6 empty] | +/-10% | Safety class II | - |  | No |  | 26 |  |  | 2 years |  | ADAM-0fbcc55be7084115b9ceab960069040c | https://www.assets.signify.com/is/image/PhilipsLighting/d0336586659147179261ab9600690890 | [6 empty] | ADAM-387064b35d83489cbb30ad9c0066f543 | https://www.assets.signify.com/is/content/Signify/b3881680ab594e308470ad9c0066f769 | [22 empty] | ADAM-0578a60f6448403ab57eae3501111a8a;ADAM-5dbba93e14114ca081e5ae3501111e87;ADAM-d9dc87bd8df84ffd9cb8ae35011117d5;ADAM-e320c0d8eee2482bb102ae35011111f5;ADAM-a0c03f41f2c6418280f1ae3501112351;ADAM-5e62315a2bb842089c67b03d0084099b;ADAM-3b2f4c4682674370bb3bb03d00841849 | https://www.assets.signify.com/is/image/Signify/aecb520fa13943d69fccae3501111d2f;https://www.assets.signify.com/is/image/Signify/8893ccc864554e7b9879ae3501112020;https://www.assets.signify.com/is/image/Signify/8011eccc521246748796ae35011118bf;https://www.assets.signify.com/is/image/Signify/1f029164973c45f58cc1ae3501111622;https://www.assets.signify.com/is/image/Signify/dda0f591d35148359fb3ae3501112467;https://www.assets.signify.com/is/image/Signify/3c70e247fd014a20bdc2b03d00840d2f;https://www.assets.signify.com/is/image/Signify/18e04e765c0e4d989109b03d00841ab5 |  |  | L70 |  |  |  |  | 960 lumen | White |  | <gt/>80 | 4000 K | 12 W | 80 lm/W | 50 or 60 Hz | 840 neutral white | 960 lumen |  | 12 W | 0.5 | [5 empty] | https://www.lighting.philips.com/link/911401774752_EU/prd/aa/en
FP-911401774762 | PILA WL007C LED16S/840 PSU RND WH G2 | 911401774762 | 2019-10-29 00:00:00 |  |  | IP54 ¦ Dust accumulation-protected, splash-proof |  |  |  | 4000 K |  |  |  |  | No | [8 empty] | -30 to +35 °C |  | - W | [6 empty] | Cable 0.2 m without plug | CE mark | - | No |  |  | Yes | Power supply unit (On/Off) |  |  | - |  | - |  | - |  | Temperature 650 °C, duration 30 s | Polycarbonate | IP54 ¦ Dust accumulation-protected, splash-proof | (o.38,0.38)SDCM<lt/>6 | - W | 220-240 V | 2.5 A | 0.06 ms |  |  | No | 120° | +/-10% |  |  | IK06 ¦ 1 J |  |  |  |  | 1 unit |  | 30 | Polycarbonate | Very wide beam |  | Opal | Polycarbonate |  |  | 200 mm | 55 mm | [6 empty] | +/-10% | Safety class II | - |  | No |  | 26 |  |  | 2 years |  | ADAM-23473e7ef377473987d0ab9600690a96 | https://www.assets.signify.com/is/image/PhilipsLighting/f1e02e77dfc0475a849dab9600690fba | ADAM-859a805bcf624a07b752acb8004c89d4 | https://www.assets.signify.com/is/content/Signify/fp911401774762-pss-global |  |  |  |  | ADAM-387064b35d83489cbb30ad9c0066f543 | https://www.assets.signify.com/is/content/Signify/b3881680ab594e308470ad9c0066f769 | [22 empty] | ADAM-0578a60f6448403ab57eae3501111a8a;ADAM-5dbba93e14114ca081e5ae3501111e87;ADAM-d9dc87bd8df84ffd9cb8ae35011117d5;ADAM-e320c0d8eee2482bb102ae35011111f5;ADAM-a0c03f41f2c6418280f1ae3501112351;ADAM-5e62315a2bb842089c67b03d0084099b;ADAM-3b2f4c4682674370bb3bb03d00841849 | https://www.assets.signify.com/is/image/Signify/aecb520fa13943d69fccae3501111d2f;https://www.assets.signify.com/is/image/Signify/8893ccc864554e7b9879ae3501112020;https://www.assets.signify.com/is/image/Signify/8011eccc521246748796ae35011118bf;https://www.assets.signify.com/is/image/Signify/1f029164973c45f58cc1ae3501111622;https://www.assets.signify.com/is/image/Signify/dda0f591d35148359fb3ae3501112467;https://www.assets.signify.com/is/image/Signify/3c70e247fd014a20bdc2b03d00840d2f;https://www.assets.signify.com/is/image/Signify/18e04e765c0e4d989109b03d00841ab5 |  |  | L70 |  |  |  |  | 1600 lumen | White |  | <gt/>80 | 4000 K | 20 W | 80 lm/W | 50 or 60 Hz | 840 neutral white | 1600 lumen |  | 20 W | 0.5 | [5 empty] | https://www.lighting.philips.com/link/911401774762_EU/prd/aa/en
FP-911401801180 | PILA RC007B LED12S/840 PSU W30L30 NOC | 911401801180 | 2019-01-16 00:00:00 |  |  | IP20 ¦ Finger-protected |  |  |  | 4000 K |  |  |  |  | No | [8 empty] | -10 to +35 °C |  | - W | - degree(s) | [5 empty] | Cable 0.25m without plug | CE mark | Connection unit 2-pole | No |  |  | Yes | Power supply unit (On/Off) |  |  | - |  | - |  | For mounting on normally flammable surfaces |  | Temperature 650 °C, duration 30 s | Steel | IP20 ¦ Finger-protected | (0.382;0.38) SDCM≤5 | - W | 220 to 240 V | 10 A | 0.15 ms |  |  | No | 120° | +/-10% |  | Not applicable | IK02 ¦ 0.2 J standard |  |  |  |  | 1 unit |  | 50 | Polystyrene | Beam angle 120° |  | Opal | Polystyrene |  |  |  | 34 mm | 295 mm | 295 mm |  |  |  |  | +/-10% | Safety class II | Acrylate |  | Not applicable |  | 22 |  |  | 3 years |  | ADAM-7f73457e6eae4d9b8c20aaf700badaf6 | https://www.assets.signify.com/is/image/PhilipsLighting/a725b30da11246be92c6aaf700badee7 | [6 empty] | ADAM-def2929354564a92adc9ad9c006700bd | https://www.assets.signify.com/is/content/Signify/c61462809df3458191baad9c006702a1 | [22 empty] | ADAM-0578a60f6448403ab57eae3501111a8a;ADAM-5dbba93e14114ca081e5ae3501111e87;ADAM-d9dc87bd8df84ffd9cb8ae35011117d5;ADAM-e320c0d8eee2482bb102ae35011111f5;ADAM-a0c03f41f2c6418280f1ae3501112351;ADAM-5e62315a2bb842089c67b03d0084099b;ADAM-3b2f4c4682674370bb3bb03d00841849 | https://www.assets.signify.com/is/image/Signify/aecb520fa13943d69fccae3501111d2f;https://www.assets.signify.com/is/image/Signify/8893ccc864554e7b9879ae3501112020;https://www.assets.signify.com/is/image/Signify/8011eccc521246748796ae35011118bf;https://www.assets.signify.com/is/image/Signify/1f029164973c45f58cc1ae3501111622;https://www.assets.signify.com/is/image/Signify/dda0f591d35148359fb3ae3501112467;https://www.assets.signify.com/is/image/Signify/3c70e247fd014a20bdc2b03d00840d2f;https://www.assets.signify.com/is/image/Signify/18e04e765c0e4d989109b03d00841ab5 |  |  | 70 |  |  |  |  | 1200 lumen | White |  | <gt/>80 | 4000 K | 15 W | 80 lm/W | 50 or 60 Hz | 840 neutral white | 1200 lumen |  | 15 W | 0.9 | [5 empty] | https://www.lighting.philips.com/link/911401801180_EU/prd/aa/en
FP-911401805681 | RC065Z SME-3 WH | 911401805681 | 2019-12-26 00:00:00 | [19 empty] | White |  | - | [36 empty] | Steel | [17 empty] | 30 mm | 1500 mm | 93 mm | [15 empty] | ADAM-464881dd986e4f8ba7ceaec300e4a894 | https://www.assets.signify.com/is/image/Signify/a791a729f4214bf1a105aec300e4a893 | ADAM-26fbb32da73d4cf19efdab7a0160283e | https://www.assets.signify.com/is/content/PhilipsLighting/fp911401805681-pss-global |  |  |  |  | ADAM-138c1a969859440c8b10ab4100c6ec06 | https://www.assets.signify.com/is/content/PhilipsLighting/1ec3f057420042a5a802ab4100c6f025 | [22 empty] | ADAM-e2ff3995417c4b58b856adfa00fc2876;ADAM-aafd3a36ced848feb987ae2401098a63 | https://www.assets.signify.com/is/content/Signify/53b697d9ef114447a349adfa00fc2d14;https://www.assets.signify.com/is/image/Signify/cefb0339103b470f851aae2401098d31 | ADAM-66e7e2bdedc44f9f86eca9d900ed5bb1;ADAM-189b4598b8a840ea9ec1b00d0109b181 | https://www.assets.signify.com/is/content/PhilipsLighting/2ea8af367ef1422ab4d2a9d900ed6099;https://www.assets.signify.com/is/content/Signify/95e98bd3e112455ab151b00d0109c0c2 | [23 empty] | https://www.lighting.philips.com/link/911401805681_EU/prd/aa/en
FP-911401805980 | DN145B LED10S/830 PSU II WH | 911401805980 | 2018-12-27 00:00:00 |  |  | IP20/44 ¦ Finger-protected; wire-protected, splash-proof |  |  |  | 3000 K |  |  |  |  | No | [8 empty] | 0 to +35 °C |  | - W | 120 degree(s) | [5 empty] | - | Yes | Connection unit 2-pole | No |  | 0.0015 % | Yes | Power supply unit (On/Off) |  |  | ENEC mark |  | - |  | For mounting on normally flammable surfaces |  | Temperature 650 °C, duration 30 s | Aluminum die cast | IP20/44 ¦ Finger-protected; wire-protected, splash-proof | (0.43657,0.40454) SDCM<lt/>3 | - W | 220 to 240 V | 10.1 A | 0.0022 ms | LED10S ¦ LED Module, system flux 1000 lm |  | No | 84° | +/-10% |  | Not applicable | IK02 ¦ 0.2 J standard |  |  |  |  | 1 unit | 1 | 47 | Polymethyl methacrylate | Beam angle 90° |  | Opal | Polystyrene |  | Opal | 166 mm | 28 mm | [6 empty] | +/-10% | Safety class II | - |  | Yes |  | 28 |  |  | 5 years |  | ADAM-a28c2b7750bd4ab8b4bcaa000001b30c | https://www.assets.signify.com/is/image/PhilipsLighting/3ac81a57906345d499c5aa000001bb1b | ADAM-8343e2bd335840ed8e89aa1500f9e325 | https://www.assets.signify.com/is/content/PhilipsLighting/fp911401805980-pss-global |  |  | ADAM-1b841a1dd4cb482cbeb4aa0a009d3c8f | https://www.assets.signify.com/is/image/PhilipsLighting/5e3234d8517d4c36b695aa0a009d3e49 | ADAM-96c025c014434adfbf21aacd00d4117c | https://www.assets.signify.com/is/content/PhilipsLighting/48193168eaca4c54bb84aacd00d41179 |  |  | ADAM-5ba8f25811d54e5eb85eab3600a4017c | https://www.assets.signify.com/is/content/PhilipsLighting/e57bc500a3a84146b8d3ab3600a40486 | ADAM-b9f5bb5671f1411a9fd3aa2300c92ae9 | https://www.docs.signify.com/assets/ies/ifmt1_dn145bpsud1661xled10s830.ies | [14 empty] | ADAM-feb11d173ea6485bbde7aa2300c93061 | https://www.docs.signify.com/assets/emd/ifmt2_dn145bpsud1661xled10s830.ldt | ADAM-cd4acd28298a45da9f39af1800880c1f | https://www.assets.signify.com/is/content/Signify/c43b29eb88344db787e8af1800881464 | ADAM-e44636982ef3489c8d1caf32007fac9a;ADAM-46b7b709fc1a4c689438afdc006ffe61;ADAM-42e6b10549b7408d91bab00d010a0ebd | https://www.assets.signify.com/is/content/Signify/b034aea9062a4e9ba8f4af32007fb995;https://www.assets.signify.com/is/content/Signify/9adf7d36b0de4f5e9754afdc006ffe57;https://www.assets.signify.com/is/content/Signify/c1a04e80a21344f3b464b00d010a1dc9 |  |  | L70 |  |  | 1100 lumen | White |  | <gt/>80 | 3000 K | 11 W | 100 lm/W | 50 or 60 Hz | 830 warm white | 1100 lumen |  | 11 W | 0.9 | [5 empty] | https://www.lighting.philips.com/link/911401805980_EU/prd/aa/en
FP-911401806080 | DN145B LED10S/840 PSU II WH | 911401806080 | 2018-12-27 00:00:00 |  |  | IP20/44 ¦ Finger-protected; wire-protected, splash-proof |  |  |  | 4000 K |  |  |  |  | No | [8 empty] | 0 to +35 °C |  | - W | 120 degree(s) | [5 empty] | - | Yes | Connection unit 2-pole | No |  | 0.0015 % | Yes | Power supply unit (On/Off) |  |  | ENEC mark |  | - |  | For mounting on normally flammable surfaces |  | Temperature 650 °C, duration 30 s | Aluminum die cast | IP20/44 ¦ Finger-protected; wire-protected, splash-proof | (0.38212,0.38031) SDCM<lt/>3 | - W | 220 to 240 V | 10.1 A | 0.0022 ms | LED10S ¦ LED Module, system flux 1000 lm |  | No | 84° | +/-10% |  | Not applicable | IK02 ¦ 0.2 J standard |  |  |  |  | 1 unit | 1 | 47 | Polymethyl methacrylate | Beam angle 90° |  | Opal | Polystyrene |  | Opal | 166 mm | 28 mm | [6 empty] | +/-10% | Safety class II | - |  | Yes |  | 28 |  |  | 5 years |  | ADAM-a28c2b7750bd4ab8b4bcaa000001b30c | https://www.assets.signify.com/is/image/PhilipsLighting/3ac81a57906345d499c5aa000001bb1b | ADAM-a250144708d546638b86aa1500f9f67d | https://www.assets.signify.com/is/content/PhilipsLighting/fp911401806080-pss-global |  |  | ADAM-1b841a1dd4cb482cbeb4aa0a009d3c8f | https://www.assets.signify.com/is/image/PhilipsLighting/5e3234d8517d4c36b695aa0a009d3e49 | ADAM-96c025c014434adfbf21aacd00d4117c | https://www.assets.signify.com/is/content/PhilipsLighting/48193168eaca4c54bb84aacd00d41179 |  |  | ADAM-5ba8f25811d54e5eb85eab3600a4017c | https://www.assets.signify.com/is/content/PhilipsLighting/e57bc500a3a84146b8d3ab3600a40486 | ADAM-3de31e70e13e486aa87faa2300c93ccb | https://www.docs.signify.com/assets/ies/ifmt1_dn145bpsud1661xled10s840.ies | [14 empty] | ADAM-f6995719845047a98e41aa2300c9408a | https://www.docs.signify.com/assets/emd/ifmt2_dn145bpsud1661xled10s840.ldt | ADAM-cd4acd28298a45da9f39af1800880c1f | https://www.assets.signify.com/is/content/Signify/c43b29eb88344db787e8af1800881464 | ADAM-e44636982ef3489c8d1caf32007fac9a;ADAM-46b7b709fc1a4c689438afdc006ffe61;ADAM-42e6b10549b7408d91bab00d010a0ebd | https://www.assets.signify.com/is/content/Signify/b034aea9062a4e9ba8f4af32007fb995;https://www.assets.signify.com/is/content/Signify/9adf7d36b0de4f5e9754afdc006ffe57;https://www.assets.signify.com/is/content/Signify/c1a04e80a21344f3b464b00d010a1dc9 |  |  | L70 |  |  | 1100 lumen | White |  | <gt/>80 | 4000 K | 11 W | 100 lm/W | 50 or 60 Hz | 840 neutral white | 1100 lumen |  | 11 W | 0.9 | [5 empty] | https://www.lighting.philips.com/link/911401806080_EU/prd/aa/en
FP-911401806180 | DN145B LED20S/830 PSU II WH | 911401806180 | 2018-12-27 00:00:00 |  |  | IP20/44 ¦ Finger-protected; wire-protected, splash-proof |  |  |  | 3000 K |  |  |  |  | No | [8 empty] | 0 to +35 °C |  | - W | 120 degree(s) | [5 empty] | - | Yes | Connection unit 2-pole | No |  | 0.0015 % | Yes | Power supply unit (On/Off) |  |  | ENEC mark |  | - |  | For mounting on normally flammable surfaces |  | Temperature 650 °C, duration 30 s | Aluminum die cast | IP20/44 ¦ Finger-protected; wire-protected, splash-proof | (0.43657,0.40454) SDCM<lt/>3 | - W | 220 to 240 V | 28.9 A | 0.0016 ms | LED20S ¦ LED Module, system flux 2000 lm |  | No | 84° | +/-10% |  | Not applicable | IK02 ¦ 0.2 J standard |  |  |  |  | 1 unit | 1 | 16 | Polymethyl methacrylate | Beam angle 90° |  | Opal | Polystyrene |  | Opal | 217 mm | 28 mm | [6 empty] | +/-10% | Safety class II | - |  | Yes |  | 28 |  |  | 5 years |  | ADAM-5e3ffb3215dc469f886eaa000001bf66 | https://www.assets.signify.com/is/image/PhilipsLighting/1ea05629a42147efb273aa000001c589 | ADAM-fd4e168cf94f4d929c7baa1500f9c370 | https://www.assets.signify.com/is/content/PhilipsLighting/fp911401806180-pss-global |  |  | ADAM-55d2cd0711474f1e9413aa0a009d3fb5 | https://www.assets.signify.com/is/image/PhilipsLighting/11696d6e4bf142e0be70aa0a009d4046 | ADAM-96c025c014434adfbf21aacd00d4117c | https://www.assets.signify.com/is/content/PhilipsLighting/48193168eaca4c54bb84aacd00d41179 |  |  | ADAM-0b0b8c82c8244004a6ecab3600a4071a | https://www.assets.signify.com/is/content/PhilipsLighting/b2381ee0556b49cd8b15ab3600a407dc | ADAM-014f619fc6ab445bbfd2aa2300c9bcd6 | https://www.docs.signify.com/assets/ies/ifmt1_dn145bpsud2181xled20s830.ies | [14 empty] | ADAM-951a5dc750fe440481d2aa2300c9bee1 | https://www.docs.signify.com/assets/emd/ifmt2_dn145bpsud2181xled20s830.ldt | ADAM-cd4acd28298a45da9f39af1800880c1f | https://www.assets.signify.com/is/content/Signify/c43b29eb88344db787e8af1800881464 | ADAM-e44636982ef3489c8d1caf32007fac9a;ADAM-46b7b709fc1a4c689438afdc006ffe61;ADAM-42e6b10549b7408d91bab00d010a0ebd | https://www.assets.signify.com/is/content/Signify/b034aea9062a4e9ba8f4af32007fb995;https://www.assets.signify.com/is/content/Signify/9adf7d36b0de4f5e9754afdc006ffe57;https://www.assets.signify.com/is/content/Signify/c1a04e80a21344f3b464b00d010a1dc9 |  |  | L70 |  |  | 2100 lumen | White |  | <gt/>80 | 3000 K | 21 W | 100 lm/W | 50 or 60 Hz | 830 warm white | 2100 lumen |  | 21 W | 0.9 | [5 empty] | https://www.lighting.philips.com/link/911401806180_EU/prd/aa/en
FP-911401806280 | DN145B LED20S/840 PSU II WH | 911401806280 | 2018-12-27 00:00:00 |  |  | IP20/44 ¦ Finger-protected; wire-protected, splash-proof |  |  |  | 4000 K |  |  |  |  | No | [8 empty] | 0 to +35 °C |  | - W | 120 degree(s) | [5 empty] | - | Yes | Connection unit 2-pole | No |  | 0.0015 % | Yes | Power supply unit (On/Off) |  |  | ENEC mark |  | - |  | For mounting on normally flammable surfaces |  | Temperature 650 °C, duration 30 s | Aluminum die cast | IP20/44 ¦ Finger-protected; wire-protected, splash-proof | (0.38212,0.38031) SDCM<lt/>3 | - W | 220 to 240 V | 28.9 A | 0.0016 ms | LED20S ¦ LED Module, system flux 2000 lm |  | No | 84° | +/-10% |  | Not applicable | IK02 ¦ 0.2 J standard |  |  |  |  | 1 unit | 1 | 16 | Polymethyl methacrylate | Beam angle 90° |  | Opal | Polystyrene |  | Opal | 217 mm | 28 mm | [6 empty] | +/-10% | Safety class II | - |  | Yes |  | 28 |  |  | 5 years |  | ADAM-5e3ffb3215dc469f886eaa000001bf66 | https://www.assets.signify.com/is/image/PhilipsLighting/1ea05629a42147efb273aa000001c589 | ADAM-b5632b7c220742a7a787aa1500f9f99b | https://www.assets.signify.com/is/content/PhilipsLighting/fp911401806280-pss-global |  |  | ADAM-55d2cd0711474f1e9413aa0a009d3fb5 | https://www.assets.signify.com/is/image/PhilipsLighting/11696d6e4bf142e0be70aa0a009d4046 | ADAM-96c025c014434adfbf21aacd00d4117c | https://www.assets.signify.com/is/content/PhilipsLighting/48193168eaca4c54bb84aacd00d41179 |  |  | ADAM-0b0b8c82c8244004a6ecab3600a4071a | https://www.assets.signify.com/is/content/PhilipsLighting/b2381ee0556b49cd8b15ab3600a407dc | ADAM-8072f46eaf5f44eb8935aa2300c9c945 | https://www.docs.signify.com/assets/ies/ifmt1_dn145bpsud2181xled20s840.ies | [14 empty] | ADAM-67ccc6ff96804aac9953aa2300c9cb72 | https://www.docs.signify.com/assets/emd/ifmt2_dn145bpsud2181xled20s840.ldt | ADAM-cd4acd28298a45da9f39af1800880c1f | https://www.assets.signify.com/is/content/Signify/c43b29eb88344db787e8af1800881464 | ADAM-e44636982ef3489c8d1caf32007fac9a;ADAM-46b7b709fc1a4c689438afdc006ffe61;ADAM-42e6b10549b7408d91bab00d010a0ebd | https://www.assets.signify.com/is/content/Signify/b034aea9062a4e9ba8f4af32007fb995;https://www.assets.signify.com/is/content/Signify/9adf7d36b0de4f5e9754afdc006ffe57;https://www.assets.signify.com/is/content/Signify/c1a04e80a21344f3b464b00d010a1dc9 |  |  | L70 |  |  | 2100 lumen | White |  | <gt/>80 | 4000 K | 21 W | 100 lm/W | 50 or 60 Hz | 840 neutral white | 2100 lumen |  | 21 W | 0.9 | [5 empty] | https://www.lighting.philips.com/link/911401806280_EU/prd/aa/en
FP-911401806380 | DN145C LED10S/830 PSU II WH | 911401806380 | 2018-12-27 00:00:00 |  |  | IP44 ¦ Wire-protected, splash-proof |  |  |  | 3000 K |  |  |  |  | No | [8 empty] | 0 to +35 °C |  | - W | 120 degree(s) | [5 empty] | - | Yes | Connection unit 2-pole | No |  | 0.0015 % | Yes | Power supply unit (On/Off) |  |  | ENEC mark |  | - |  | For mounting on normally flammable surfaces |  | Temperature 650 °C, duration 30 s | Aluminum die cast | IP44 ¦ Wire-protected, splash-proof | (0.43657,0.40454) SDCM<lt/>3 | - W | 220 to 240 V | 10.1 A | 0.0022 ms | LED10S ¦ LED Module, system flux 1000 lm |  | No | 84° | +/-10% |  | Not applicable | IK02 ¦ 0.2 J standard |  |  |  |  | 1 unit | 1 | 47 | Polymethyl methacrylate | Beam angle 90° |  | Opal | Polystyrene |  | Opal | 168 mm | 50 mm | [6 empty] | +/-10% | Safety class II | - |  | Yes |  | 28 |  |  | 5 years |  | ADAM-2ba822a188ac4ff0b57eaa000001c927 | https://www.assets.signify.com/is/image/PhilipsLighting/5249eb2e8273485cba27aa000001d076 | ADAM-319428b83e2d4157894caa1500f9a976 | https://www.assets.signify.com/is/content/PhilipsLighting/fp911401806380-pss-global |  |  | ADAM-3a0f2329f74a4bcfa346aa0a009d414f | https://www.assets.signify.com/is/image/PhilipsLighting/09ee77a6854445bfbb75aa0a009d4299 | ADAM-96c025c014434adfbf21aacd00d4117c | https://www.assets.signify.com/is/content/PhilipsLighting/48193168eaca4c54bb84aacd00d41179 |  |  | ADAM-d5ac6db0cf18421e9024ab3600a40aae | https://www.assets.signify.com/is/content/PhilipsLighting/b909cb632e2549768d65ab3600a40b8d | ADAM-fe90339456d1415d86d0aa2300c94e96 | https://www.docs.signify.com/assets/ies/ifmt1_dn145cd1661xled10s830.ies | [14 empty] | ADAM-4cc4137eb0ed4e1ebc37aa2300c9526e | https://www.docs.signify.com/assets/emd/ifmt2_dn145cd1661xled10s830.ldt | ADAM-cd4acd28298a45da9f39af1800880c1f | https://www.assets.signify.com/is/content/Signify/c43b29eb88344db787e8af1800881464 | ADAM-e44636982ef3489c8d1caf32007fac9a;ADAM-46b7b709fc1a4c689438afdc006ffe61;ADAM-42e6b10549b7408d91bab00d010a0ebd | https://www.assets.signify.com/is/content/Signify/b034aea9062a4e9ba8f4af32007fb995;https://www.assets.signify.com/is/content/Signify/9adf7d36b0de4f5e9754afdc006ffe57;https://www.assets.signify.com/is/content/Signify/c1a04e80a21344f3b464b00d010a1dc9 |  |  | L70 |  |  | 1100 lumen | White |  | <gt/>80 | 3000 K | 11 W | 100 lm/W | 50 or 60 Hz | 830 warm white | 1100 lumen |  | 11 W | 0.9 | [5 empty] | https://www.lighting.philips.com/link/911401806380_EU/prd/aa/en
FP-911401806480 | DN145C LED10S/840 PSU II WH | 911401806480 | 2018-12-27 00:00:00 |  |  | IP44 ¦ Wire-protected, splash-proof |  |  |  | 4000 K |  |  |  |  | No | [8 empty] | 0 to +35 °C |  | - W | 120 degree(s) | [5 empty] | - | Yes | Connection unit 2-pole | No |  | 0.0015 % | Yes | Power supply unit (On/Off) |  |  | ENEC mark |  | - |  | For mounting on normally flammable surfaces |  | Temperature 650 °C, duration 30 s | Aluminum die cast | IP44 ¦ Wire-protected, splash-proof | (0.38212,0.38031) SDCM<lt/>3 | - W | 220 to 240 V | 10.1 A | 0.0022 ms | LED10S ¦ LED Module, system flux 1000 lm |  | No | 84° | +/-10% |  | Not applicable | IK02 ¦ 0.2 J standard |  |  |  |  | 1 unit | 1 | 47 | Polymethyl methacrylate | Beam angle 90° |  | Opal | Polystyrene |  | Opal | 168 mm | 50 mm | [6 empty] | +/-10% | Safety class II | - |  | Yes |  | 28 |  |  | 5 years |  | ADAM-2ba822a188ac4ff0b57eaa000001c927 | https://www.assets.signify.com/is/image/PhilipsLighting/5249eb2e8273485cba27aa000001d076 | ADAM-ed50f9d94c11450cadd6aa1500f9a2d8 | https://www.assets.signify.com/is/content/PhilipsLighting/fp911401806480-pss-global |  |  | ADAM-3a0f2329f74a4bcfa346aa0a009d414f | https://www.assets.signify.com/is/image/PhilipsLighting/09ee77a6854445bfbb75aa0a009d4299 | ADAM-96c025c014434adfbf21aacd00d4117c | https://www.assets.signify.com/is/content/PhilipsLighting/48193168eaca4c54bb84aacd00d41179 |  |  | ADAM-d5ac6db0cf18421e9024ab3600a40aae | https://www.assets.signify.com/is/content/PhilipsLighting/b909cb632e2549768d65ab3600a40b8d | ADAM-56c9bf842b944a129e65aa2300c961de | https://www.docs.signify.com/assets/ies/ifmt1_dn145cd1661xled10s840.ies | [14 empty] | ADAM-3b279d77166d4316918daa2300c966ab | https://www.docs.signify.com/assets/emd/ifmt2_dn145cd1661xled10s840.ldt | ADAM-cd4acd28298a45da9f39af1800880c1f | https://www.assets.signify.com/is/content/Signify/c43b29eb88344db787e8af1800881464 | ADAM-e44636982ef3489c8d1caf32007fac9a;ADAM-46b7b709fc1a4c689438afdc006ffe61;ADAM-42e6b10549b7408d91bab00d010a0ebd | https://www.assets.signify.com/is/content/Signify/b034aea9062a4e9ba8f4af32007fb995;https://www.assets.signify.com/is/content/Signify/9adf7d36b0de4f5e9754afdc006ffe57;https://www.assets.signify.com/is/content/Signify/c1a04e80a21344f3b464b00d010a1dc9 |  |  | L70 |  |  | 1100 lumen | White |  | <gt/>80 | 4000 K | 11 W | 100 lm/W | 50 or 60 Hz | 840 neutral white | 1100 lumen |  | 11 W | 0.9 | [5 empty] | https://www.lighting.philips.com/link/911401806480_EU/prd/aa/en
FP-911401806580 | DN145C LED20S/830 PSU II WH | 911401806580 | 2018-12-27 00:00:00 |  |  | IP44 ¦ Wire-protected, splash-proof |  |  |  | 3000 K |  |  |  |  | No | [8 empty] | 0 to +35 °C |  | - W | 120 degree(s) | [5 empty] | - | Yes | Connection unit 2-pole | No |  | 0.0015 % | Yes | Power supply unit (On/Off) |  |  | ENEC mark |  | - |  | For mounting on normally flammable surfaces |  | Temperature 650 °C, duration 30 s | Aluminum die cast | IP44 ¦ Wire-protected, splash-proof | (0.43657,0.40454) SDCM<lt/>3 | - W | 220 to 240 V | 28.9 A | 0.0016 ms | LED20S ¦ LED Module, system flux 2000 lm |  | No | 84° | +/-10% |  | Not applicable | IK02 ¦ 0.2 J standard |  |  |  |  | 1 unit | 1 | 16 | Polymethyl methacrylate | Beam angle 90° |  | Opal | Polystyrene |  | Opal | 219 mm | 50 mm | [6 empty] | +/-10% | Safety class II | - |  | Yes |  | 28 |  |  | 5 years |  | ADAM-326d91473a444457ba89aa000001d46d | https://www.assets.signify.com/is/image/PhilipsLighting/49d698ca91624760bfe9aa000001db74 | ADAM-1fca9ad2796f4480a165aa1500f9aa57 | https://www.assets.signify.com/is/content/PhilipsLighting/fp911401806580-pss-global |  |  | ADAM-0f73f7e3c5d14d01b6f7aa0a009d43aa | https://www.assets.signify.com/is/image/PhilipsLighting/0ccf4801a4f74a65a320aa0a009d4450 | ADAM-96c025c014434adfbf21aacd00d4117c | https://www.assets.signify.com/is/content/PhilipsLighting/48193168eaca4c54bb84aacd00d41179 |  |  | ADAM-cadde2e51d46427a98b8ab3600a40d4f | https://www.assets.signify.com/is/content/PhilipsLighting/bbe948dc6cc34d4d816bab3600a40dce | ADAM-ca094f80170047ae9660aa2300c973cc | https://www.docs.signify.com/assets/ies/ifmt1_dn145cd2171xled20s830.ies | [14 empty] | ADAM-6194804af4464cb698a1aa2300c977f9 | https://www.docs.signify.com/assets/emd/ifmt2_dn145cd2171xled20s830.ldt | ADAM-cd4acd28298a45da9f39af1800880c1f | https://www.assets.signify.com/is/content/Signify/c43b29eb88344db787e8af1800881464 | ADAM-e44636982ef3489c8d1caf32007fac9a;ADAM-46b7b709fc1a4c689438afdc006ffe61;ADAM-42e6b10549b7408d91bab00d010a0ebd | https://www.assets.signify.com/is/content/Signify/b034aea9062a4e9ba8f4af32007fb995;https://www.assets.signify.com/is/content/Signify/9adf7d36b0de4f5e9754afdc006ffe57;https://www.assets.signify.com/is/content/Signify/c1a04e80a21344f3b464b00d010a1dc9 |  |  | L70 |  |  | 2100 lumen | White |  | <gt/>80 | 3000 K | 21 W | 100 lm/W | 50 or 60 Hz | 830 warm white | 2100 lumen |  | 21 W | 0.9 | [5 empty] | https://www.lighting.philips.com/link/911401806580_EU/prd/aa/en
FP-911401806680 | DN145C LED20S/840 PSU II WH | 911401806680 | 2018-12-27 00:00:00 |  |  | IP44 ¦ Wire-protected, splash-proof |  |  |  | 4000 K |  |  |  |  | No | [8 empty] | 0 to +35 °C |  | - W | 120 degree(s) | [5 empty] | - | Yes | Connection unit 2-pole | No |  | 0.0015 % | Yes | Power supply unit (On/Off) |  |  | ENEC mark |  | - |  | For mounting on normally flammable surfaces |  | Temperature 650 °C, duration 30 s | Aluminum die cast | IP44 ¦ Wire-protected, splash-proof | (0.38212,0.38031) SDCM<lt/>3 | - W | 220 to 240 V | 28.9 A | 0.0016 ms | LED20S ¦ LED Module, system flux 2000 lm |  | No | 84° | +/-10% |  | Not applicable | IK02 ¦ 0.2 J standard |  |  |  |  | 1 unit | 1 | 16 | Polymethyl methacrylate | Beam angle 90° |  | Opal | Polystyrene |  | Opal | 219 mm | 50 mm | [6 empty] | +/-10% | Safety class II | - |  | Yes |  | 28 |  |  | 5 years |  | ADAM-326d91473a444457ba89aa000001d46d | https://www.assets.signify.com/is/image/PhilipsLighting/49d698ca91624760bfe9aa000001db74 | ADAM-87f6666846424836aa7caa1500f9be46 | https://www.assets.signify.com/is/content/PhilipsLighting/fp911401806680-pss-global |  |  | ADAM-0f73f7e3c5d14d01b6f7aa0a009d43aa | https://www.assets.signify.com/is/image/PhilipsLighting/0ccf4801a4f74a65a320aa0a009d4450 | ADAM-96c025c014434adfbf21aacd00d4117c | https://www.assets.signify.com/is/content/PhilipsLighting/48193168eaca4c54bb84aacd00d41179 |  |  | ADAM-cadde2e51d46427a98b8ab3600a40d4f | https://www.assets.signify.com/is/content/PhilipsLighting/bbe948dc6cc34d4d816bab3600a40dce | ADAM-4dfdaf4c38d54613b74daa2300c9843f | https://www.docs.signify.com/assets/ies/ifmt1_dn145cd2171xled20s840.ies | [14 empty] | ADAM-a06388b3f61a4b44b42daa2300c98938 | https://www.docs.signify.com/assets/emd/ifmt2_dn145cd2171xled20s840.ldt | ADAM-cd4acd28298a45da9f39af1800880c1f | https://www.assets.signify.com/is/content/Signify/c43b29eb88344db787e8af1800881464 | ADAM-e44636982ef3489c8d1caf32007fac9a;ADAM-46b7b709fc1a4c689438afdc006ffe61;ADAM-42e6b10549b7408d91bab00d010a0ebd | https://www.assets.signify.com/is/content/Signify/b034aea9062a4e9ba8f4af32007fb995;https://www.assets.signify.com/is/content/Signify/9adf7d36b0de4f5e9754afdc006ffe57;https://www.assets.signify.com/is/content/Signify/c1a04e80a21344f3b464b00d010a1dc9 |  |  | L70 |  |  | 2100 lumen | White |  | <gt/>80 | 4000 K | 21 W | 100 lm/W | 50 or 60 Hz | 840 neutral white | 2100 lumen |  | 21 W | 0.9 | [5 empty] | https://www.lighting.philips.com/link/911401806680_EU/prd/aa/en
FP-911401807381 | WT050C 1xTLED L1200 | 911401807381 | 2020-02-05 00:00:00 |  |  | IP65 ¦ Dust penetration-protected, jet-proof | [16 empty] | White |  | - | [25 empty] | IP65 ¦ Dust penetration-protected, jet-proof |  |  | 220 to 240 V | [5 empty] | - |  | Polycarbonate |  | IK08 ¦ 5 J vandal-protected | [15 empty] | 84 mm | 1275 mm | 70 mm | [5 empty] | Safety class II | [9 empty] | ADAM-7d10ad09fe2e453fb007ab8100b50831 | https://www.assets.signify.com/is/image/PhilipsLighting/f9bc9de4bf8b4a4c9ae4ab8100b50bce | ADAM-6a000693cdc7446bab99ac2f00cefa53 | https://www.assets.signify.com/is/content/PhilipsLighting/fp911401807381-pss-global |  |  | ADAM-69be0a62386544638385ab8100b4d68e | https://www.assets.signify.com/is/image/PhilipsLighting/bd9e20ece2ac4ff29839ab8100b4dc47 | ADAM-e7604da16ef04920badbac3800ab5e66 | https://www.assets.signify.com/is/content/PhilipsLighting/bc8d699c7da24670b579ac3800ab6535 | [34 empty] | - |  |  |  | 50 or 60 Hz | [10 empty] | https://www.lighting.philips.com/link/911401807381_EU/prd/aa/en
FP-911401807481 | WT050C 2xTLED L1200 | 911401807481 | 2020-02-05 00:00:00 |  |  | IP65 ¦ Dust penetration-protected, jet-proof | [16 empty] | White |  | - | [25 empty] | IP65 ¦ Dust penetration-protected, jet-proof |  |  | 220 to 240 V | [5 empty] | - |  | Polycarbonate |  | IK08 ¦ 5 J vandal-protected | [15 empty] | 84 mm | 1275 mm | 95 mm | [5 empty] | Safety class II | [9 empty] | ADAM-7476b705b4c747c2af4bab8100b50250 | https://www.assets.signify.com/is/image/PhilipsLighting/43f382b20cca469d84c7ab8100b50606 | ADAM-5307ed71c847401e8058ac2f00bddfba | https://www.assets.signify.com/is/content/PhilipsLighting/fp911401807481-pss-global |  |  | ADAM-1c6067cb4b0247f1838dab8100b4de32 | https://www.assets.signify.com/is/image/PhilipsLighting/9d11d1e12d414552a366ab8100b4df5a | ADAM-e7604da16ef04920badbac3800ab5e66 | https://www.assets.signify.com/is/content/PhilipsLighting/bc8d699c7da24670b579ac3800ab6535 | [34 empty] | - |  |  |  | 50 or 60 Hz | [10 empty] | https://www.lighting.philips.com/link/911401807481_EU/prd/aa/en
FP-911401807485 | WT065C G3 LED18S/840 PSU L600 BN | 911401807485 | 2022-11-08 00:00:00 |  |  | IP65 ¦ Dust penetration-protected, jet-proof |  |  |  | 4000 K |  |  |  |  | No | [8 empty] | -20 to +40 °C | [8 empty] | - | CE mark | Push-in connector 3-pole | No |  |  | Yes | Power supply unit (On/Off) |  |  | - |  | Stainless steel |  | For mounting on normally flammable surfaces |  | Temperature 850 °C, duration 30 s | Polycarbonate | IP65 ¦ Dust penetration-protected, jet-proof | (0.38,0.38) SDCM≤6 |  | 220 to 240 V | 9.08 A | 0.175 ms |  |  | Yes | 110° | +/-10% |  |  | IK08 ¦ 5 J vandal-protected |  |  |  |  | 1 unit |  | 72 | Polycarbonate | Symmetrical |  | - | Polycarbonate |  |  |  | 74 mm | 607 mm | 71 mm |  |  |  |  | +/-10% | Safety class I | Steel |  | Yes |  | 31 |  |  | 3 years |  | ADAM-d668e3b7d592492c8eccb0070091185b | https://www.assets.signify.com/is/image/Signify/db875906f0774fb292a9b00700911da3 | ADAM-73ea6b763e154cf48b0aaffe0120e120 | https://www.assets.signify.com/is/content/Signify/fp911401807485-pss-global |  |  | ADAM-f4893dbcd1434f389ac2ad5d00f72c9e | https://www.assets.signify.com/is/image/Signify/7b572fcb01004850bba1ad5d00f72d86 | ADAM-f894efce7fcd45d6bf15b0070096b05c | https://www.assets.signify.com/is/content/Signify/777e5d20a92a4bb59134b0070096bf0a | [24 empty] | ADAM-83403d8763594781bdd8b00d0109f982 | https://www.assets.signify.com/is/content/Signify/a79be36420a340f0afc5b00d010a0c4b |  | L70 | L75 |  |  | 1800 lumen | Gray |  | <gt/>80 | 4000 K | 16 W | 112 lm/W | 50 or 60 Hz | 840 neutral white | 1800 lumen |  | 16 W | 0.9 | [5 empty] | https://www.lighting.philips.com/link/911401807485_EU/prd/aa/en
FP-911401807581 | WT050C 1xTLED L1500 | 911401807581 | 2020-02-05 00:00:00 |  |  | IP65 ¦ Dust penetration-protected, jet-proof | [16 empty] | White |  | - | [25 empty] | IP65 ¦ Dust penetration-protected, jet-proof |  |  | 220 to 240 V | [5 empty] | - |  | Polycarbonate |  | IK08 ¦ 5 J vandal-protected | [15 empty] | 84 mm | 1580 mm | 70 mm | [5 empty] | Safety class II | [9 empty] | ADAM-7d10ad09fe2e453fb007ab8100b50831 | https://www.assets.signify.com/is/image/PhilipsLighting/f9bc9de4bf8b4a4c9ae4ab8100b50bce | ADAM-bfd56e543ba14601b4baac2f00e52da5 | https://www.assets.signify.com/is/content/PhilipsLighting/fp911401807581-pss-global |  |  | ADAM-d5bc3f9fe4814ca0b338ab8100b4e051 | https://www.assets.signify.com/is/image/PhilipsLighting/6b47a2bf7f4c4638bf4dab8100b4e12f | ADAM-e7604da16ef04920badbac3800ab5e66 | https://www.assets.signify.com/is/content/PhilipsLighting/bc8d699c7da24670b579ac3800ab6535 | [34 empty] | - |  |  |  | 50 or 60 Hz | [10 empty] | https://www.lighting.philips.com/link/911401807581_EU/prd/aa/en
FP-911401807585 | WT065C G3 LED24S/840 PSU L1200 BN | 911401807585 | 2022-11-08 00:00:00 |  |  | IP65 ¦ Dust penetration-protected, jet-proof |  |  |  | 4000 K |  |  |  |  | No | [8 empty] | -20 to +40 °C | [8 empty] | - | CE mark | Push-in connector 3-pole | No |  |  | Yes | Power supply unit (On/Off) |  |  | - |  | Stainless steel |  | For mounting on normally flammable surfaces |  | Temperature 850 °C, duration 30 s | Polycarbonate | IP65 ¦ Dust penetration-protected, jet-proof | (0.38,0.38) SDCM≤6 |  | 220 to 240 V | 5.16 A | 0.047 ms |  |  | Yes | 110° | +/-10% |  |  | IK08 ¦ 5 J vandal-protected |  |  |  |  | 1 unit |  | 60 | Polycarbonate | Symmetrical |  | Opal | Polycarbonate |  |  |  | 74 mm | 1207 mm | 71 mm |  |  |  |  | +/-10% | Safety class I | Steel |  | Yes |  | 31 |  |  | 3 years |  | ADAM-44345737a96d4596b764b00700912a5c | https://www.assets.signify.com/is/image/Signify/0cf7f61f38234b39be5cb00700913268 | ADAM-dda0d3638859408d920aaffe012540af | https://www.assets.signify.com/is/content/Signify/fp911401807585-pss-global |  |  | ADAM-43159a0f5e4b496c8c12ad5d00f7282e | https://www.assets.signify.com/is/image/Signify/cd76174548a14c1e91c4ad5d00f729ad | ADAM-f894efce7fcd45d6bf15b0070096b05c | https://www.assets.signify.com/is/content/Signify/777e5d20a92a4bb59134b0070096bf0a | [24 empty] | ADAM-83403d8763594781bdd8b00d0109f982 | https://www.assets.signify.com/is/content/Signify/a79be36420a340f0afc5b00d010a0c4b |  | L70 | L75 |  |  | 2400 lumen | Gray |  | <gt/>80 | 4000 K | 22 W | 109 lm/W | 50 or 60 Hz | 840 neutral white | 2400 lumen |  | 22 W | 0.9 | [5 empty] | https://www.lighting.philips.com/link/911401807585_EU/prd/aa/en
FP-911401807681 | WT050C 2xTLED L1500 | 911401807681 | 2020-02-05 00:00:00 |  |  | IP65 ¦ Dust penetration-protected, jet-proof | [16 empty] | White |  | - | [25 empty] | IP65 ¦ Dust penetration-protected, jet-proof |  |  | 220 to 240 V | [5 empty] | - |  | Polycarbonate |  | IK08 ¦ 5 J vandal-protected | [15 empty] | 84 mm | 1580 mm | 95 mm | [5 empty] | Safety class II | [9 empty] | ADAM-7476b705b4c747c2af4bab8100b50250 | https://www.assets.signify.com/is/image/PhilipsLighting/43f382b20cca469d84c7ab8100b50606 | ADAM-e58ab4484ab64edba41bac2f01295f29 | https://www.assets.signify.com/is/content/PhilipsLighting/fp911401807681-pss-global |  |  | ADAM-067f1813172a46b9968cab8100b4e20f | https://www.assets.signify.com/is/image/PhilipsLighting/2873667b4a5c4c439ee6ab8100b4e2dd | ADAM-e7604da16ef04920badbac3800ab5e66 | https://www.assets.signify.com/is/content/PhilipsLighting/bc8d699c7da24670b579ac3800ab6535 | [34 empty] | - |  |  |  | 50 or 60 Hz | [10 empty] | https://www.lighting.philips.com/link/911401807681_EU/prd/aa/en
FP-911401807685 | WT065C G3 LED48S/840 PSU L1200 BN | 911401807685 | 2022-11-08 00:00:00 |  |  | IP65 ¦ Dust penetration-protected, jet-proof |  |  |  | 4000 K |  |  |  |  | No | [8 empty] | -20 to +40 °C | [8 empty] | - | CE mark | Push-in connector 3-pole | No |  |  | Yes | Power supply unit (On/Off) |  |  | - |  | Stainless steel |  | For mounting on normally flammable surfaces |  | Temperature 850 °C, duration 30 s | Polycarbonate | IP65 ¦ Dust penetration-protected, jet-proof | (0.38,0.38) SDCM≤6 |  | 220 to 240 V | 5.56 A | 0.047 ms |  |  | Yes | 110° | +/-10% |  |  | IK08 ¦ 5 J vandal-protected |  |  |  |  | 1 unit |  | 45 | Polycarbonate | Symmetrical |  | Opal | Polycarbonate |  |  |  | 74 mm | 1207 mm | 71 mm |  |  |  |  | +/-10% | Safety class I | Steel |  | Yes |  | 31 |  |  | 3 years |  | ADAM-44345737a96d4596b764b00700912a5c | https://www.assets.signify.com/is/image/Signify/0cf7f61f38234b39be5cb00700913268 | ADAM-8930eaa8a2f0482b8a08affe01331ec1 | https://www.assets.signify.com/is/content/Signify/fp911401807685-pss-global |  |  | ADAM-43159a0f5e4b496c8c12ad5d00f7282e | https://www.assets.signify.com/is/image/Signify/cd76174548a14c1e91c4ad5d00f729ad | ADAM-f894efce7fcd45d6bf15b0070096b05c | https://www.assets.signify.com/is/content/Signify/777e5d20a92a4bb59134b0070096bf0a | [24 empty] | ADAM-83403d8763594781bdd8b00d0109f982 | https://www.assets.signify.com/is/content/Signify/a79be36420a340f0afc5b00d010a0c4b |  | L70 | L75 |  |  | 4800 lumen | Gray |  | <gt/>80 | 4000 K | 44 W | 109 lm/W | 50 or 60 Hz | 840 neutral white | 4800 lumen |  | 44 W | 0.9 | [5 empty] | https://www.lighting.philips.com/link/911401807685_EU/prd/aa/en
FP-911401807785 | WT065C G3 LED35S/840 PSU L1500 BN | 911401807785 | 2022-11-08 00:00:00 |  |  | IP65 ¦ Dust penetration-protected, jet-proof |  |  |  | 4000 K |  |  |  |  | No | [8 empty] | -20 to +40 °C | [8 empty] | - | CE mark | Push-in connector 3-pole | No |  |  | Yes | Power supply unit (On/Off) |  |  | - |  | Stainless steel |  | For mounting on normally flammable surfaces |  | Temperature 850 °C, duration 30 s | Polycarbonate | IP65 ¦ Dust penetration-protected, jet-proof | (0.38,0.38) SDCM≤6 |  | 220 to 240 V | 5.16 A | 0.047 ms |  |  | Yes | 110° | +/-10% |  |  | IK08 ¦ 5 J vandal-protected |  |  |  |  | 1 unit |  | 60 | Polycarbonate | Symmetrical |  | Opal | Polycarbonate |  |  |  | 74 mm | 1507 mm | 71 mm |  |  |  |  | +/-10% | Safety class I | Steel |  | Yes |  | 31 |  |  | 3 years |  | ADAM-efe7b07d11b74c47ae2ab00700913693 | https://www.assets.signify.com/is/image/Signify/9d48bd60987e412e8586b00700913b24 | ADAM-d0556d103b274f7bbc9eaffe0124afdd | https://www.assets.signify.com/is/content/Signify/fp911401807785-pss-global |  |  | ADAM-4326241865b54cb581f0ad5d00f72b2e | https://www.assets.signify.com/is/image/Signify/c20d3c00e13b49819bcead5d00f72c2e | ADAM-f894efce7fcd45d6bf15b0070096b05c | https://www.assets.signify.com/is/content/Signify/777e5d20a92a4bb59134b0070096bf0a | [24 empty] | ADAM-83403d8763594781bdd8b00d0109f982 | https://www.assets.signify.com/is/content/Signify/a79be36420a340f0afc5b00d010a0c4b |  | L70 | L75 |  |  | 3500 lumen | Gray |  | <gt/>80 | 4000 K | 31 W | 113 lm/W | 50 or 60 Hz | 840 neutral white | 3500 lumen |  | 31 W | 0.9 | [5 empty] | https://www.lighting.philips.com/link/911401807785_EU/prd/aa/en
FP-911401807885 | WT065C G3 LED68S/840 PSU L1500 BN | 911401807885 | 2022-11-08 00:00:00 |  |  | IP65 ¦ Dust penetration-protected, jet-proof |  |  |  | 4000 K |  |  |  |  | No | [8 empty] | -20 to +40 °C | [8 empty] | - | CE mark | Push-in connector 3-pole | No |  |  | Yes | Power supply unit (On/Off) |  |  | - |  | Stainless steel |  | For mounting on normally flammable surfaces |  | Temperature 850 °C, duration 30 s | Polycarbonate | IP65 ¦ Dust penetration-protected, jet-proof | (0.38,0.38) SDCM≤6 |  | 220 to 240 V | 6.9 A | 0.058 ms |  |  | Yes | 110° | +/-10% |  |  | IK08 ¦ 5 J vandal-protected |  |  |  |  | 1 unit |  | 30 | Polycarbonate | Symmetrical |  | Opal | Polycarbonate |  |  |  | 74 mm | 1507 mm | 71 mm |  |  |  |  | +/-10% | Safety class I | Steel |  | Yes |  | 31 |  |  | 3 years |  | ADAM-efe7b07d11b74c47ae2ab00700913693 | https://www.assets.signify.com/is/image/Signify/9d48bd60987e412e8586b00700913b24 | ADAM-77eb5997460148e6bcd7affe01225e7a | https://www.assets.signify.com/is/content/Signify/fp911401807885-pss-global |  |  | ADAM-4326241865b54cb581f0ad5d00f72b2e | https://www.assets.signify.com/is/image/Signify/c20d3c00e13b49819bcead5d00f72c2e | ADAM-f894efce7fcd45d6bf15b0070096b05c | https://www.assets.signify.com/is/content/Signify/777e5d20a92a4bb59134b0070096bf0a | [24 empty] | ADAM-83403d8763594781bdd8b00d0109f982 | https://www.assets.signify.com/is/content/Signify/a79be36420a340f0afc5b00d010a0c4b |  | L70 | L75 |  |  | 6800 lumen | Gray |  | <gt/>80 | 4000 K | 53 W | 128 lm/W | 50 or 60 Hz | 840 neutral white | 6800 lumen |  | 53 W | 0.9 | [5 empty] | https://www.lighting.philips.com/link/911401807885_EU/prd/aa/en
FP-911401807985 | WT065C G3 LED74S/840 PSU L1500 BN | 911401807985 | 2022-11-08 00:00:00 |  |  | IP65 ¦ Dust penetration-protected, jet-proof |  |  |  | 4000 K |  |  |  |  | No | [8 empty] | -20 to +40 °C | [8 empty] | - | CE mark | Push-in connector 3-pole | No |  |  | Yes | Power supply unit (On/Off) |  |  | - |  | Stainless steel |  | For mounting on normally flammable surfaces |  | Temperature 850 °C, duration 30 s | Polycarbonate | IP65 ¦ Dust penetration-protected, jet-proof | (0.38,0.38) SDCM≤6 |  | 220 to 240 V | 6.9 A | 0.058 ms |  |  | Yes | 110° | +/-10% |  |  | IK08 ¦ 5 J vandal-protected |  |  |  |  | 1 unit |  | 30 | Polycarbonate | Symmetrical |  | Opal | Polycarbonate |  |  |  | 74 mm | 1507 mm | 71 mm |  |  |  |  | +/-10% | Safety class I | Steel |  | Yes |  | 31 |  |  | 3 years |  | ADAM-efe7b07d11b74c47ae2ab00700913693 | https://www.assets.signify.com/is/image/Signify/9d48bd60987e412e8586b00700913b24 | ADAM-a28a7e9ce18d41e79221affe00c984e4 | https://www.assets.signify.com/is/content/Signify/fp911401807985-pss-global |  |  | ADAM-4326241865b54cb581f0ad5d00f72b2e | https://www.assets.signify.com/is/image/Signify/c20d3c00e13b49819bcead5d00f72c2e | ADAM-f894efce7fcd45d6bf15b0070096b05c | https://www.assets.signify.com/is/content/Signify/777e5d20a92a4bb59134b0070096bf0a | [24 empty] | ADAM-83403d8763594781bdd8b00d0109f982 | https://www.assets.signify.com/is/content/Signify/a79be36420a340f0afc5b00d010a0c4b |  | L70 | L75 |  |  | 7400 lumen | Gray |  | <gt/>80 | 4000 K | 54 W | 137 lm/W | 50 or 60 Hz | 840 neutral white | 7400 lumen |  | 54 W | 0.9 | [5 empty] | https://www.lighting.philips.com/link/911401807985_EU/prd/aa/en
FP-911401808285 | RC136B 60S/840 PSU W60L60 OC | 911401808285 | 2022-11-02 00:00:00 |  |  | IP20/44 ¦ Finger-protected; wire-protected, splash-proof |  |  |  | 4000 K |  |  |  |  | No | [8 empty] | -10 to +35 °C | [8 empty] | - | Yes | Push-in connector 3-pole | No |  |  | Yes | Power supply unit (On/Off) |  |  | ENEC mark |  | - |  | For mounting on normally flammable surfaces |  | Temperature 650 °C, duration 30 s | Steel | IP20/44 ¦ Finger-protected; wire-protected, splash-proof | (0.38, 0.38) SDCM ≤3 |  | 220-240 V | 25.6 A | 0.238 ms |  |  | No | 84° | +/-10% |  |  | IK03 ¦ 0.3 J |  |  |  |  | 1 unit |  | 20 | Polycarbonate | Beam angle 84° |  | Diamond | Polycarbonate |  |  |  | 44 mm | 597 mm | 597 mm |  |  |  |  | +/-10% | Safety class II | Polycarbonate |  | Yes |  | 19 |  |  | 5 years |  | ADAM-00d38ac104434817b3a9ac8c00d9c0d8 | https://www.assets.signify.com/is/image/PhilipsLighting/81b9aaa6fb5a4fada1e0ac8c00d9c79d | ADAM-8bdd836e6ce7401f8623afbd0168bad1 | https://www.assets.signify.com/is/content/Signify/fp911401808285-pss-global |  |  | ADAM-70fb067d5dc84c5e9c14ac8400b2d008 | https://www.assets.signify.com/is/image/PhilipsLighting/86db5c705ef447359cd2ac8400b2d007 | ADAM-663b000770a8486db252b03e00975162 | https://www.assets.signify.com/is/content/Signify/b03e9db731bd4a1f85d0b03e00975b9a |  |  |  |  | ADAM-c56279455e9a4f50aab3afb9009d779b | https://www.docs.signify.com/assets/ies/_rc136b60s840ocpsuw60l60.ies | [14 empty] | ADAM-2129a02bedd04a36bd8eafb9009d7437 | https://www.docs.signify.com/assets/emd/_rc136b60s840ocpsuw60l60.ldt |  |  | ADAM-5b2041fbb80e43f38a1eb019007836a0 | https://www.assets.signify.com/is/content/Signify/7329eada6e6c430aa6c6b0190078429a |  |  | L85 | L70 |  | 6000 lumen | White |  | ≥80 | 4000 K | 44 W | 135 lm/W | 50 or 60 Hz | 840 neutral white | 6000 lumen |  | 44 W | 0.9 | [5 empty] | https://www.lighting.philips.com/link/911401808285_EU/prd/aa/en
FP-911401808385 | RC136B 60S/840 PSD W60L60 OC | 911401808385 | 2022-11-02 00:00:00 |  |  | IP20/44 ¦ Finger-protected; wire-protected, splash-proof |  |  |  | 4000 K |  |  |  |  | Yes | [8 empty] | -10 to +35 °C | [8 empty] | - | Yes | Push-in connector 5-pole | No | DALI |  | Yes | Power supply unit with DALI interface |  |  | ENEC mark |  | - |  | For mounting on normally flammable surfaces |  | Temperature 650 °C, duration 30 s | Steel | IP20/44 ¦ Finger-protected; wire-protected, splash-proof | (0.38, 0.38) SDCM ≤3 |  | 220-240 V | 17.2 A | 0.27 ms |  |  | No | 84° | +/-10% |  | 3% | IK03 ¦ 0.3 J |  |  |  |  | 1 unit |  | 24 | Polycarbonate | Beam angle 84° |  | Diamond | Polycarbonate |  |  |  | 44 mm | 597 mm | 597 mm |  |  |  |  | +/-10% | Safety class II | Polycarbonate |  | Yes |  | 19 |  |  | 5 years |  | ADAM-00d38ac104434817b3a9ac8c00d9c0d8 | https://www.assets.signify.com/is/image/PhilipsLighting/81b9aaa6fb5a4fada1e0ac8c00d9c79d | ADAM-67f7394dd7a746408b48afbd01651a86 | https://www.assets.signify.com/is/content/Signify/fp911401808385-pss-global |  |  | ADAM-78f86afe5d9647e19686ac8400af8cbd | https://www.assets.signify.com/is/image/PhilipsLighting/6480568282d5425aafccac8400af8cbb | ADAM-663b000770a8486db252b03e00975162 | https://www.assets.signify.com/is/content/Signify/b03e9db731bd4a1f85d0b03e00975b9a |  |  |  |  | ADAM-f8547849752e4f1693c8afb9009d801a | https://www.docs.signify.com/assets/ies/_rc136b60s840ocpsdw60l60.ies | [14 empty] | ADAM-0b539442b0c34b928e09afb9009d7eae | https://www.docs.signify.com/assets/emd/_rc136b60s840ocpsdw60l60.ldt |  |  | ADAM-5b2041fbb80e43f38a1eb019007836a0 | https://www.assets.signify.com/is/content/Signify/7329eada6e6c430aa6c6b0190078429a |  |  | L85 | L70 |  | 6000 lumen | White |  | ≥80 | 4000 K | 44 W | 135 lm/W | 50 or 60 Hz | 840 neutral white | 6000 lumen |  | 44 W | 0.9 | [5 empty] | https://www.lighting.philips.com/link/911401808385_EU/prd/aa/en
FP-911401808485 | SM136V 60S/840 PSU W20L120 OC | 911401808485 | 2022-11-02 00:00:00 |  |  | IP20/44 ¦ Finger-protected; wire-protected, splash-proof |  |  |  | 4000 K |  |  |  |  | No | [8 empty] | -10 to +35 °C | [8 empty] | - | Yes | Push-in connector 3-pole | No |  |  | Yes | Power supply unit (On/Off) |  |  | ENEC mark |  | - |  | For mounting on normally flammable surfaces |  | Temperature 650 °C, duration 30 s | Steel | IP20/44 ¦ Finger-protected; wire-protected, splash-proof | (0.38, 0.38) SDCM ≤3 |  | 220-240 V | 25.6 A | 0.238 ms |  |  | No | 84° | +/-10% |  |  | IK03 ¦ 0.3 J |  |  |  |  | 1 unit |  | 20 | Polycarbonate | Beam angle 84° |  | Diamond | Polycarbonate |  |  |  | 69 mm | 1200 mm | 200 mm |  |  |  |  | +/-10% | Safety class II | Polycarbonate |  | Yes |  | 19 |  |  | 5 years |  | ADAM-cc51d6a3bc4145e688d1ac8c00e43a47 | https://www.assets.signify.com/is/image/PhilipsLighting/55920d70350a42f6b598ac8c00e4403c | ADAM-f60826de636645ceae10afbd0166f29f | https://www.assets.signify.com/is/content/Signify/fp911401808485-pss-global |  |  | ADAM-0d9ce14ff814403ea309ac8400d0def5 | https://www.assets.signify.com/is/image/PhilipsLighting/f2dc27f791fa4316b6cbac8400d0e16a | ADAM-0ef0d1e4ff0d4fdeaab6b03e00975daf | https://www.assets.signify.com/is/content/Signify/275c7e3bca824321a519b03e009766a3 |  |  |  |  | ADAM-8f4bf4d61de6493996adafb9009d8679 | https://www.docs.signify.com/assets/ies/_sm136v60s840ocpsuw20l120.ies | [14 empty] | ADAM-2f924d4ceb7643b78e80afb9009d84ff | https://www.docs.signify.com/assets/emd/_sm136v60s840ocpsuw20l120.ldt |  |  | ADAM-a04aad55dd444f2a932bb01900784513 | https://www.assets.signify.com/is/content/Signify/bb85a254e6564d7b8543b01900785100 |  |  | L85 | L70 |  | 6000 lumen | White |  | ≥80 | 4000 K | 44 W | 135 lm/W | 50 or 60 Hz | 840 neutral white | 6000 lumen |  | 44 W | 0.9 | [5 empty] | https://www.lighting.philips.com/link/911401808485_EU/prd/aa/en
FP-911401808585 | SM136V 60S/840 PSD W20L120 OC | 911401808585 | 2022-11-02 00:00:00 |  |  | IP20/44 ¦ Finger-protected; wire-protected, splash-proof |  |  |  | 4000 K |  |  |  |  | Yes | [8 empty] | -10 to +35 °C | [8 empty] | - | Yes | Push-in connector 5-pole | No | DALI |  | Yes | Power supply unit with DALI interface |  |  | ENEC mark |  | - |  | For mounting on normally flammable surfaces |  | Temperature 650 °C, duration 30 s | Steel | IP20/44 ¦ Finger-protected; wire-protected, splash-proof | (0.38, 0.38) SDCM ≤3 |  | 220-240 V | 17.2 A | 0.27 ms |  |  | No | 84° | +/-10% |  | 3% | IK03 ¦ 0.3 J |  |  |  |  | 1 unit |  | 24 | Polycarbonate | Beam angle 84° |  | Diamond | Polycarbonate |  |  |  | 69 mm | 1200 mm | 200 mm |  |  |  |  | +/-10% | Safety class II | Polycarbonate |  | Yes |  | 19 |  |  | 5 years |  | ADAM-cc51d6a3bc4145e688d1ac8c00e43a47 | https://www.assets.signify.com/is/image/PhilipsLighting/55920d70350a42f6b598ac8c00e4403c | ADAM-c2cae65b14ce445b99d2afbe00019798 | https://www.assets.signify.com/is/content/Signify/fp911401808585-pss-global |  |  | ADAM-14c1a220f4504fca8d78ac8400d0daf7 | https://www.assets.signify.com/is/image/PhilipsLighting/5f2cde2218664fc78bb7ac8400d0de0c | ADAM-0ef0d1e4ff0d4fdeaab6b03e00975daf | https://www.assets.signify.com/is/content/Signify/275c7e3bca824321a519b03e009766a3 |  |  |  |  | ADAM-5e62bb42cd614d0fafe3afb9009d8fcd | https://www.docs.signify.com/assets/ies/_sm136v60s840ocpsdw20l120.ies | [14 empty] | ADAM-482b8694be5b4ceb9abdafb9009d8e67 | https://www.docs.signify.com/assets/emd/_sm136v60s840ocpsdw20l120.ldt |  |  | ADAM-a04aad55dd444f2a932bb01900784513 | https://www.assets.signify.com/is/content/Signify/bb85a254e6564d7b8543b01900785100 |  |  | L85 | L70 |  | 6000 lumen | White |  | ≥80 | 4000 K | 44 W | 135 lm/W | 50 or 60 Hz | 840 neutral white | 6000 lumen |  | 44 W | 0.9 | [5 empty] | https://www.lighting.philips.com/link/911401808585_EU/prd/aa/en
FP-911401809680 | PILA WT007C LED17S/840 PSU L600 | 911401809680 | 2019-03-13 00:00:00 |  |  | IP65 ¦ Dust penetration-protected, jet-proof |  |  |  | 4000 K |  |  |  |  | No | [8 empty] | -20 to +35 °C | [8 empty] | Cable 0.3 m without plug | CE mark | Connection unit 2-pole | No |  |  | Yes | Power supply unit (On/Off) |  |  | ENEC mark | [5 empty] | Temperature 650 °C, duration 30 s | Polycarbonate | IP65 ¦ Dust penetration-protected, jet-proof | (0.38, 0.38),SDCM≤6 |  | 220 to 240 V | 2.11 A | 0.081 ms |  |  | No | 120° | +/-10% |  | Not applicable | IK06 ¦ 1 J |  |  |  |  | 1 unit |  | 211 | Polycarbonate | Beam angle 120° |  | Opal | Polycarbonate |  |  |  | 44.5 mm | 598 mm | 35.5 mm |  |  |  |  | +/-10% | Safety class II | Polycarbonate |  | No |  | 27 |  |  | 2 years |  | ADAM-2335897cac5945d2ba68aaf700bb2110 | https://www.assets.signify.com/is/image/PhilipsLighting/7816ca1a215e45c8b340aaf700bb21d9 | [6 empty] | ADAM-446ab7f38fd14856b9b4ad9c006709a4 | https://www.assets.signify.com/is/content/Signify/967f8a24aaa74e3295f3ad9c00670c8d | [22 empty] | ADAM-0578a60f6448403ab57eae3501111a8a;ADAM-5dbba93e14114ca081e5ae3501111e87;ADAM-d9dc87bd8df84ffd9cb8ae35011117d5;ADAM-e320c0d8eee2482bb102ae35011111f5;ADAM-a0c03f41f2c6418280f1ae3501112351;ADAM-5e62315a2bb842089c67b03d0084099b;ADAM-3b2f4c4682674370bb3bb03d00841849 | https://www.assets.signify.com/is/image/Signify/aecb520fa13943d69fccae3501111d2f;https://www.assets.signify.com/is/image/Signify/8893ccc864554e7b9879ae3501112020;https://www.assets.signify.com/is/image/Signify/8011eccc521246748796ae35011118bf;https://www.assets.signify.com/is/image/Signify/1f029164973c45f58cc1ae3501111622;https://www.assets.signify.com/is/image/Signify/dda0f591d35148359fb3ae3501112467;https://www.assets.signify.com/is/image/Signify/3c70e247fd014a20bdc2b03d00840d2f;https://www.assets.signify.com/is/image/Signify/18e04e765c0e4d989109b03d00841ab5 |  |  |  |  | L50 |  |  | 1700 lumen | Gray and white |  | <gt/>80 | 4000 K | 17 W | 100 lm/W | 50 or 60 Hz | 840 neutral white | 1700 lumen |  | 17 W | 0.9 | [5 empty] | https://www.lighting.philips.com/link/911401809680_EU/prd/aa/en
FP-911401810384 | RS151B LED9-WB-/840 D78 PSR PI6 ALU | 911401810384 | 2021-12-23 00:00:00 |  |  | IP20/44 ¦ Finger-protected; wire-protected, splash-proof |  |  |  | 4000 K |  |  |  |  | Yes | [8 empty] | 0 to +35 °C |  | - W | 120 degree(s) | [5 empty] | Cable 0.25 m with connector 3-pole | Yes | Push-in connector 3-pole | No | Phase-cut dim |  | Yes | Power supply unit regulating |  |  | ENEC mark |  | Steel |  | For mounting on normally flammable surfaces |  | Temperature 650 °C, duration 30 s | Aluminum die-cast | IP20/44 ¦ Finger-protected; wire-protected, splash-proof | (0.38, 0.38) SDCM <lt/>5 |  | 220 to 240 V | 2.5 A | 0.1 ms |  |  | Yes | 38° | +/-10% |  | 10% (depends on dimmer, ELV) | IK03 ¦ 0.3 J |  |  |  |  | 1 unit |  | 40 | Polycarbonate | Wide beam |  | - | Polycarbonate |  |  | 95 mm | 60 mm | [6 empty] | +/-10% | Safety class II | - |  | No |  | 22 |  |  | 5 years |  | ADAM-20171115170435350 | https://www.assets.signify.com/is/image/Signify/57f0040cb4314a35a9dba82c0108eeb5 | ADAM-468a8c48769f4c8ba993ae7b0187f697 | https://www.assets.signify.com/is/content/Signify/fp911401810384-pss-global |  |  | ADAM-57d9d50faea2489a9080ae5b00e6a9e2 | https://www.assets.signify.com/is/image/Signify/733020928a76458bb732ae5b00e6ad76 | ADAM-76953df8f56f42daade8ae6f007255d0 | https://www.assets.signify.com/is/content/Signify/7133e57f49c74a36acb9ae6f00726dae |  |  |  |  | ADAM-b2de4485ba97443ba1f2ae9500164859 | https://www.docs.signify.com/assets/ies/_rs151bled9s840wbd78psr.ies | [14 empty] | ADAM-99fa71b259a44a10b6afae95001644b5 | https://www.docs.signify.com/assets/emd/_rs151bled9s840wbd78psr.ldt | [6 empty] | 70 |  |  | 950 lumen | Aluminum |  | <gt/>80 | 4000 K | 10.2 W | 93 lm/W | 50 or 60 Hz | 840 neutral white | 950 lumen |  | 10.2 W | 0.9 | [5 empty] | https://www.lighting.philips.com/link/911401810384_EU/prd/aa/en
FP-911401810484 | RS151B LED12-WB-/840 D78 PSR PI6 ALU | 911401810484 | 2021-12-23 00:00:00 |  |  | IP20/44 ¦ Finger-protected; wire-protected, splash-proof |  |  |  | 4000 K |  |  |  |  | Yes | [8 empty] | 0 to +35 °C |  | - W | 120 degree(s) | [5 empty] | Cable 0.25 m with connector 3-pole | Yes | Push-in connector 3-pole | No | Phase-cut dim |  | Yes | Power supply unit regulating external |  |  | ENEC mark |  | Steel |  | For mounting on normally flammable surfaces |  | Temperature 650 °C, duration 30 s | Aluminum die-cast | IP20/44 ¦ Finger-protected; wire-protected, splash-proof | (0.38, 0.38) SDCM <lt/>5 |  | 220 to 240 V | 3.5 A | 0.1 ms |  |  | Yes | 38° | +/-10% |  | 10% (depends on dimmer, ELV) | IK03 ¦ 0.3 J |  |  |  |  | 1 unit |  | 40 | Polycarbonate | Wide beam |  | - | Polycarbonate |  |  | 95 mm | 60 mm | [6 empty] | +/-10% | Safety class II | - |  | No |  | 24 |  |  | 5 years |  | ADAM-20171115170435350 | https://www.assets.signify.com/is/image/Signify/57f0040cb4314a35a9dba82c0108eeb5 | ADAM-f7ab9fe89cee46f8a134ae7c0004966c | https://www.assets.signify.com/is/content/Signify/fp911401810484-pss-global |  |  | ADAM-494b30b177414b46a689ae5b00e6b202 | https://www.assets.signify.com/is/image/Signify/b4d949e950a7484695f9ae5b00e6bb17 | ADAM-3cc85f2c3ead4b13b335ae6f00727a81 | https://www.assets.signify.com/is/content/Signify/bb56ac80a7534aaba543ae6f00728167 | [28 empty] | 70 |  |  | 1320 lumen | Aluminum |  | <gt/>80 | 4000 K | 12.3 W | 107 lm/W | 50 or 60 Hz | 840 neutral white | 1320 lumen |  | 12.3 W | 0.9 | [5 empty] | https://www.lighting.philips.com/link/911401810484_EU/prd/aa/en
FP-911401810583 | PILA BVP008 10W 3000K | 911401810583 | 2021-04-23 00:00:00 |  |  | IP65 ¦ Dust penetration-protected, jet-proof |  |  |  | 3000 K |  |  |  |  | No | [8 empty] | -40 to +50 °C |  | 10 W | [6 empty] | Cable 0.3 m without plug | Yes | Flying leads/wires | No |  |  | Yes | Power supply unit (On/Off) | 0.003 m² | - W | - |  | Steel |  | - |  |  | Aluminum die-cast | IP65 ¦ Dust penetration-protected, jet-proof | (0.440, 0.403) SDCM <lt/>6 | - W | 220 to 240 V | 0.31 A | 0.056 ms | - | LED | No | 110° x 110° | +/-10% |  | Not applicable | IK06 ¦ 1 J |  |  |  | Mounting bracket adjustable | 1 unit |  | 210 | Glass |  | Symmetrical | Clear | Tempered glass | Flat | Glass |  | 28 mm | 107 mm | 102 mm |  |  |  |  | +/-10% | Safety class I | Polycarbonate | - |  | EN61547 (L-L 1kV, L-G 2kV) kV |  |  |  | 2 years |  | ADAM-7d8dc7c921ec4f74a75cad3a00a49a30 | https://www.assets.signify.com/is/image/Signify/a3681f230f754159b899ad3a00a49e5f |  |  |  |  | ADAM-654b3bccd1ed4c9e9cf5ad3a00a506ef | https://www.assets.signify.com/is/image/Signify/6df130bdb99a4b0990d6ad3a00a50785 | [28 empty] | 70 |  |  |  |  | 900 lumen | Black |  | <gt/>80 | 3000 K | 10 W | 90 lm/W | 50 or 60 Hz | 830 warm white | 900 lumen |  | 10 W | 0.9 | [5 empty] | https://www.lighting.philips.com/link/911401810583_EU/prd/aa/en
FP-911401810584 | RS150B LED6-WB-/830 D78 PSR PI6 ALU | 911401810584 | 2021-12-23 00:00:00 |  |  | IP20/54 ¦ Finger-protected; dust accumulation-protected, splash-proof |  |  |  | 3000 K |  |  |  |  | Yes | [8 empty] | 0 to +35 °C |  | - W | 120 degree(s) | [5 empty] | Cable 0.25 m with connector 3-pole | Yes | Push-in connector 3-pole | No | Phase-cut dim |  | Yes | Power supply unit regulating |  |  | ENEC mark |  | Steel |  | For mounting on normally flammable surfaces |  | Temperature 650 °C, duration 30 s | Aluminum die-cast | IP20/54 ¦ Finger-protected; dust accumulation-protected, splash-proof | (0.43, 0.40) SDCM <lt/>5 |  | 220 to 240 V | 2.5 A | 0.1 ms |  |  | Yes | 38° | +/-10% |  | 10% (depends on dimmer, ELV) | IK03 ¦ 0.3 J |  |  |  |  | 1 unit |  | 40 | Polycarbonate | Wide beam |  | - | Polycarbonate |  |  | 95 mm | 60 mm | [6 empty] | +/-10% | Safety class II | - |  | No |  | 21 |  |  | 5 years |  | ADAM-20171115170423423 | https://www.assets.signify.com/is/image/Signify/2a6489f3d6094848af8ba82c0108e0ca | ADAM-98d5b254760848ac8b89ae7c000403f9 | https://www.assets.signify.com/is/content/Signify/fp911401810584-pss-global |  |  | ADAM-324abd87df134bc5bd14ae5b00e69526 | https://www.assets.signify.com/is/image/Signify/3ec842a71aeb4ee6b49fae5b00e6994f | ADAM-76953df8f56f42daade8ae6f007255d0 | https://www.assets.signify.com/is/content/Signify/7133e57f49c74a36acb9ae6f00726dae |  |  |  |  | ADAM-7bb0aa6c9fbe478aaf20ae950015da5e | https://www.docs.signify.com/assets/ies/_rs150bled6s830wbd78psr.ies | [14 empty] | ADAM-3a449581a56445beb102ae950015d880 | https://www.docs.signify.com/assets/emd/_rs150bled6s830wbd78psr.ldt | [6 empty] | 70 |  |  | 680 lumen | Aluminum |  | <gt/>80 | 3000 K | 7.2 W | 94 lm/W | 50 or 60 Hz | 830 warm white | 680 lumen |  | 7.2 W | 0.9 | [5 empty] | https://www.lighting.philips.com/link/911401810584_EU/prd/aa/en
FP-911401810684 | RS150B LED9-WB-/830 D78 PSR PI6 ALU | 911401810684 | 2021-12-23 00:00:00 |  |  | IP20/54 ¦ Finger-protected; dust accumulation-protected, splash-proof |  |  |  | 3000 K |  |  |  |  | Yes | [8 empty] | 0 to +35 °C |  | - W | 120 degree(s) | [5 empty] | Cable 0.25 m with connector 3-pole | Yes | Push-in connector 3-pole | No | Phase-cut dim |  | Yes | Power supply unit regulating |  |  | ENEC mark |  | Steel |  | For mounting on normally flammable surfaces |  | Temperature 650 °C, duration 30 s | Aluminum die-cast | IP20/54 ¦ Finger-protected; dust accumulation-protected, splash-proof | (0.43, 0.40) SDCM <lt/>5 |  | 220 to 240 V | 2.5 A | 0.1 ms |  |  | Yes | 38° | +/-10% |  | 10% (depends on dimmer, ELV) | IK03 ¦ 0.3 J |  |  |  |  | 1 unit |  | 40 | Polycarbonate | Wide beam |  | - | Polycarbonate |  |  | 95 mm | 60 mm | [6 empty] | +/-10% | Safety class II | - |  | No |  | 22 |  |  | 5 years |  | ADAM-20171115170423423 | https://www.assets.signify.com/is/image/Signify/2a6489f3d6094848af8ba82c0108e0ca | ADAM-68a4ad31af54420a8358ae7c000413d7 | https://www.assets.signify.com/is/content/Signify/fp911401810684-pss-global |  |  | ADAM-324abd87df134bc5bd14ae5b00e69526 | https://www.assets.signify.com/is/image/Signify/3ec842a71aeb4ee6b49fae5b00e6994f | ADAM-76953df8f56f42daade8ae6f007255d0 | https://www.assets.signify.com/is/content/Signify/7133e57f49c74a36acb9ae6f00726dae |  |  |  |  | ADAM-7425ce9e72ca4e7eb72eae950015f072 | https://www.docs.signify.com/assets/ies/_rs150bled9s830wbd78psr.ies | [14 empty] | ADAM-39995f36ef7d40e8b9edae950015ed08 | https://www.docs.signify.com/assets/emd/_rs150bled9s830wbd78psr.ldt | [6 empty] | 70 |  |  | 900 lumen | Aluminum |  | <gt/>80 | 3000 K | 10.2 W | 88 lm/W | 50 or 60 Hz | 830 warm white | 900 lumen |  | 10.2 W | 0.9 | [5 empty] | https://www.lighting.philips.com/link/911401810684_EU/prd/aa/en
FP-911401810784 | RS150B LED12-WB-/830 D78 PSR PI6 ALU | 911401810784 | 2021-12-23 00:00:00 |  |  | IP20/54 ¦ Finger-protected; dust accumulation-protected, splash-proof |  |  |  | 3000 K |  |  |  |  | Yes | [8 empty] | 0 to +35 °C |  | - W | 120 degree(s) | [5 empty] | Cable 0.25 m with connector 3-pole | Yes | Push-in connector 3-pole | No | Phase-cut dim |  | Yes | Power supply unit regulating external |  |  | ENEC mark |  | Steel |  | For mounting on normally flammable surfaces |  | Temperature 650 °C, duration 30 s | Aluminum die-cast | IP20/54 ¦ Finger-protected; dust accumulation-protected, splash-proof | (0.43, 0.40) SDCM <lt/>5 |  | 220 to 240 V | 3.5 A | 0.1 ms |  |  | Yes | 38° | +/-10% |  | 10% (depends on dimmer, ELV) | IK03 ¦ 0.3 J |  |  |  |  | 1 unit |  | 40 | Polycarbonate | Wide beam |  | - | Polycarbonate |  |  | 95 mm | 60 mm | [6 empty] | +/-10% | Safety class II | - |  | No |  | 24 |  |  | 5 years |  | ADAM-20171115170423423 | https://www.assets.signify.com/is/image/Signify/2a6489f3d6094848af8ba82c0108e0ca | ADAM-3669787169b74c3da0acae7b0185b440 | https://www.assets.signify.com/is/content/Signify/fp911401810784-pss-global |  |  | ADAM-8d5241c59f774e76b8a8ae5b00e69ff5 | https://www.assets.signify.com/is/image/Signify/efcdbbd83056445faa47ae5b00e6a510 | ADAM-3cc85f2c3ead4b13b335ae6f00727a81 | https://www.assets.signify.com/is/content/Signify/bb56ac80a7534aaba543ae6f00728167 |  |  |  |  | ADAM-84606c4b24d3402b805dae9500160a42 | https://www.docs.signify.com/assets/ies/_rs150bled12s830wbd78psr.ies | [14 empty] | ADAM-1031bd3e8c14498ea0beae95001608bb | https://www.docs.signify.com/assets/emd/_rs150bled12s830wbd78psr.ldt | [6 empty] | 70 |  |  | 1280 lumen | Aluminum |  | <gt/>80 | 3000 K | 12.3 W | 104 lm/W | 50 or 60 Hz | 830 warm white | 1280 lumen |  | 12.3 W | 0.9 | [5 empty] | https://www.lighting.philips.com/link/911401810784_EU/prd/aa/en
FP-911401811284 | RS151B LED6-WB-/830 D78HALOX PSR PI6 WH | 911401811284 | 2021-12-23 00:00:00 |  |  | IP20/44 ¦ Finger-protected; wire-protected, splash-proof |  |  |  | 3000 K |  |  |  |  | Yes | [8 empty] | 0 to +35 °C |  | - W | 120 degree(s) | [5 empty] | Cable 0.25 m with connector 3-pole | Yes | Push-in connector 3-pole | No | Phase-cut dim |  | Yes | Power supply unit regulating |  |  | ENEC mark |  | Steel |  | For mounting on normally flammable surfaces |  | Temperature 650 °C, duration 30 s | Aluminum die-cast | IP20/44 ¦ Finger-protected; wire-protected, splash-proof | (0.43, 0.40) SDCM <lt/>5 |  | 220 to 240 V | 2.5 A | 0.1 ms |  |  | Yes | 38° | +/-10% |  | 10% (depends on dimmer, ELV) | IK03 ¦ 0.3 J |  |  |  |  | 1 unit |  | 40 | Polycarbonate | Wide beam |  | - | Polycarbonate |  |  | 95 mm | 60 mm | [6 empty] | +/-10% | Safety class II | - |  | No |  | 21 |  |  | 5 years |  | ADAM-20170630154524000 | https://www.assets.signify.com/is/image/Signify/890497e423ab41d68b49a7a200e252ae | ADAM-2a58b13e018b4a829d57ae7c00092642 | https://www.assets.signify.com/is/content/Signify/fp911401811284-pss-global |  |  | ADAM-57d9d50faea2489a9080ae5b00e6a9e2 | https://www.assets.signify.com/is/image/Signify/733020928a76458bb732ae5b00e6ad76 | ADAM-76953df8f56f42daade8ae6f007255d0 | https://www.assets.signify.com/is/content/Signify/7133e57f49c74a36acb9ae6f00726dae |  |  |  |  | ADAM-7bb0aa6c9fbe478aaf20ae950015da5e | https://www.docs.signify.com/assets/ies/_rs150bled6s830wbd78psr.ies | [14 empty] | ADAM-3a449581a56445beb102ae950015d880 | https://www.docs.signify.com/assets/emd/_rs150bled6s830wbd78psr.ldt | [6 empty] | 70 |  |  | 680 lumen | White |  | <gt/>80 | 3000 K | 7.2 W | 94 lm/W | 50 or 60 Hz | 830 warm white | 680 lumen |  | 7.2 W | 0.9 | [5 empty] | https://www.lighting.philips.com/link/911401811284_EU/prd/aa/en
FP-911401811384 | RS150Z CFRM RND-FIX D78 WH | 911401811384 | 2021-12-23 00:00:00 |  |  | - | [16 empty] | White |  | - | [25 empty] | - |  |  | - V | [7 empty] | Aluminum |  | IK03 ¦ 0.3 J | [14 empty] | 95 mm | 29 mm | [7 empty] | - | [9 empty] | ADAM-89bec767cdc042d4ac64ae5c00d7618e | https://www.assets.signify.com/is/image/Signify/b46ed73d84c4461d9c20ae5c00d76ce3 | ADAM-2769face925e4f29b988ae5e010c6b09 | https://www.assets.signify.com/is/content/Signify/fp911401811384-pss-global | [44 empty] | - Hz | [10 empty] | https://www.lighting.philips.com/link/911401811384_EU/prd/aa/en
FP-911401811484 | RS150Z CFRM RND-FIX D78 BK | 911401811484 | 2021-12-23 00:00:00 |  |  | - | [16 empty] | Black |  | - | [25 empty] | - |  |  | - V | [7 empty] | Aluminum |  | IK03 ¦ 0.3 J | [14 empty] | 95 mm | 29 mm | [7 empty] | - | [9 empty] | ADAM-eb8dcae03a584457be57ae5c00d775ab | https://www.assets.signify.com/is/image/Signify/da2a26e9578040c18e9fae5c00d77d09 | ADAM-7e9ec0fb88b14d65a85cae5e010e6eaa | https://www.assets.signify.com/is/content/Signify/fp911401811484-pss-global | [44 empty] | - Hz | [10 empty] | https://www.lighting.philips.com/link/911401811484_EU/prd/aa/en
FP-911401811583 | PILA BVP008 20W 3000K | 911401811583 | 2021-04-23 00:00:00 |  |  | IP65 ¦ Dust penetration-protected, jet-proof |  |  |  | 3000 K |  |  |  |  | No | [8 empty] | -40 to +50 °C |  | 20 W | [6 empty] | Cable 0.3 m without plug | Yes | Flying leads/wires | No |  |  | Yes | Power supply unit (On/Off) | 0.006 m² | - W | - |  | Steel |  | - |  |  | Aluminum die-cast | IP65 ¦ Dust penetration-protected, jet-proof | (0.440, 0.403) SDCM <lt/>6 | - W | 220 to 240 V | 0.45 A | 0.066 ms | - | LED | No | 110° x 110° | +/-10% |  | Not applicable | IK06 ¦ 1 J |  |  |  | Mounting bracket adjustable | 1 unit |  | 104 | Glass |  | Symmetrical | Clear | Tempered glass | Flat | Glass |  | 29 mm | 140 mm | 125 mm |  |  |  |  | +/-10% | Safety class I | Polycarbonate | - |  | EN61547 (L-L 1kV, L-G 2kV) kV |  |  |  | 2 years |  | ADAM-7d8dc7c921ec4f74a75cad3a00a49a30 | https://www.assets.signify.com/is/image/Signify/a3681f230f754159b899ad3a00a49e5f |  |  |  |  | ADAM-1f1ca6bb227348cfa7efad3a00a50833 | https://www.assets.signify.com/is/image/Signify/51fa64b958434d5f9288ad3a00a508c9 | [28 empty] | 70 |  |  |  |  | 1800 lumen | Black |  | <gt/>80 | 3000 K | 20 W | 90 lm/W | 50 or 60 Hz | 830 warm white | 1800 lumen |  | 20 W | 0.9 | [5 empty] | https://www.lighting.philips.com/link/911401811583_EU/prd/aa/en
FP-911401811584 | RS150Z CFRM RND-FIX D78 ALU | 911401811584 | 2021-12-23 00:00:00 |  |  | - | [16 empty] | Aluminum |  | - | [25 empty] | - |  |  | - V | [7 empty] | Aluminum |  | IK03 ¦ 0.3 J | [14 empty] | 95 mm | 29 mm | [7 empty] | - | [9 empty] | ADAM-c9d09e55818a4674a082ae5c00d78559 | https://www.assets.signify.com/is/image/Signify/1971548b41294a1b9620ae5c00d78cbb | ADAM-32ebf6339e2d4f91830bae5e01096f55 | https://www.assets.signify.com/is/content/Signify/fp911401811584-pss-global | [44 empty] | - Hz | [10 empty] | https://www.lighting.philips.com/link/911401811584_EU/prd/aa/en
FP-911401811684 | RS150Z CFRM RND-ADJUST D80 WH | 911401811684 | 2021-12-23 00:00:00 |  |  | - | [16 empty] | White |  | 20° | [25 empty] | - |  |  | - V | [7 empty] | Aluminum |  | IK03 ¦ 0.3 J | [14 empty] | 95 mm | 29 mm | [7 empty] | - | [9 empty] | ADAM-e5b87c5027eb4e0f8a7bae5c00d797ad | https://www.assets.signify.com/is/image/Signify/d9db521b39fe49f08fb2ae5c00d7a03a | ADAM-a3427c5e616343ce9cbeae5e0109ab17 | https://www.assets.signify.com/is/content/Signify/fp911401811684-pss-global | [44 empty] | - Hz | [10 empty] | https://www.lighting.philips.com/link/911401811684_EU/prd/aa/en
FP-911401811784 | RS150Z CFRM RND-ADJUST D80 ALU | 911401811784 | 2021-12-23 00:00:00 |  |  | - | [16 empty] | Aluminum |  | 20° | [25 empty] | - |  |  | - V | [7 empty] | Aluminum |  | IK03 ¦ 0.3 J | [14 empty] | 95 mm | 29 mm | [7 empty] | - | [9 empty] | ADAM-f7112eabe9a047bc8b10ae5c00d7adb8 | https://www.assets.signify.com/is/image/Signify/69981b733f6c4ecebb01ae5c00d7b3bf | ADAM-471fe08133284df6ada5ae5e0112638b | https://www.assets.signify.com/is/content/Signify/fp911401811784-pss-global | [44 empty] | - Hz | [10 empty] | https://www.lighting.philips.com/link/911401811784_EU/prd/aa/en
FP-911401811884 | RS150Z CFRM RND-ADJUST D80 BK | 911401811884 | 2021-12-23 00:00:00 |  |  | - | [16 empty] | Black |  | 20° | [25 empty] | - |  |  | - V | [7 empty] | Aluminum |  | IK03 ¦ 0.3 J | [14 empty] | 95 mm | 29 mm | [7 empty] | - | [9 empty] | ADAM-1af4d9a74c2742368c70ab3000a91249 | https://www.assets.signify.com/is/image/PhilipsLighting/69a28aaf108147ad9acdab3000a91455 | ADAM-5b051f79834249e18abeae5c008870c3 | https://www.assets.signify.com/is/content/Signify/fp911401811884-pss-global | [44 empty] | - Hz | [10 empty] | https://www.lighting.philips.com/link/911401811884_EU/prd/aa/en
FP-911401811984 | RS150Z CFRM SQR-ADJUST D80 WH | 911401811984 | 2021-12-23 00:00:00 |  |  | - | [16 empty] | White |  | 20° | [25 empty] | - |  |  | - V | [7 empty] | Aluminum |  | IK03 ¦ 0.3 J | [15 empty] | 29 mm | 95 mm | 95 mm | [5 empty] | - | [9 empty] | ADAM-604f9ac1b9c744ce8549ab3000a91691 | https://www.assets.signify.com/is/image/PhilipsLighting/f8847979b27a4b508af7ab3000a918a2 | ADAM-3b612746b3704d71bf4bae5c009301c8 | https://www.assets.signify.com/is/content/Signify/fp911401811984-pss-global | [44 empty] | - Hz | [10 empty] | https://www.lighting.philips.com/link/911401811984_EU/prd/aa/en
FP-911401812084 | RS150Z CFRM SQR-ADJUST D80 ALU | 911401812084 | 2021-12-23 00:00:00 |  |  | - | [16 empty] | Aluminum |  | 20° | [25 empty] | - |  |  | - V | [7 empty] | Aluminum |  | IK03 ¦ 0.3 J | [15 empty] | 29 mm | 95 mm | 95 mm | [5 empty] | - | [9 empty] | ADAM-a808a0858e9f49e794bdab3000a91988 | https://www.assets.signify.com/is/image/PhilipsLighting/44b22ea9e1834d829bdcab3000a91b23 | ADAM-cec7fee85c35494ba31dae5c00919b84 | https://www.assets.signify.com/is/content/Signify/fp911401812084-pss-global | [44 empty] | - Hz | [10 empty] | https://www.lighting.philips.com/link/911401812084_EU/prd/aa/en
FP-911401812284 | RS150Z CFRM RND-ADJUST D80 WH HALOX100 | 911401812284 | 2021-12-23 00:00:00 |  |  | - | [16 empty] | White |  | 20° | [25 empty] | - |  |  | - V | [7 empty] | Aluminum |  | IK03 ¦ 0.3 J | [14 empty] | 95 mm | 29 mm | [7 empty] | - | [9 empty] | ADAM-e5b87c5027eb4e0f8a7bae5c00d797ad | https://www.assets.signify.com/is/image/Signify/d9db521b39fe49f08fb2ae5c00d7a03a | ADAM-f8c6973f63a144d2947dae5e010adcf6 | https://www.assets.signify.com/is/content/Signify/fp911401812284-pss-global | [44 empty] | - Hz | [10 empty] | https://www.lighting.philips.com/link/911401812284_EU/prd/aa/en
FP-911401813685 | PILA WT008C 20S/840 PSU L600 CLASSIC | 911401813685 | 2022-11-17 00:00:00 |  |  | IP65 ¦ Dust penetration-protected, jet-proof |  |  |  | 4000 K |  |  |  |  | No | [8 empty] | -20 to +40 °C | [8 empty] | - | CE mark | Push-in connector 2-pole | No |  |  | Yes | Power supply unit (On/Off) |  |  | - |  | Stainless steel |  | For mounting on normally flammable surfaces |  | Temperature 850 °C, duration 30 s | Polycarbonate | IP65 ¦ Dust penetration-protected, jet-proof | (0.38,0.38)SDCM<lt/>=6 |  | 220 to 240 V | 12 A | 0.35 ms |  |  | No | 110° | +/-10% |  |  | IK08 ¦ 5 J vandal-protected |  |  |  |  | 1 unit |  | 26 | Polycarbonate | Symmetrical |  | Opal | Polycarbonate |  |  |  | 60 mm | 565 mm | 60 mm |  |  |  |  | +/-10% | Safety class II | - |  | Yes |  | 31 |  |  | 2 years |  | ADAM-df139d100843494497ffafd600ec5d17 | https://www.assets.signify.com/is/image/Signify/a95ba50828654477abadafd600ec60ba | [30 empty] | ADAM-0578a60f6448403ab57eae3501111a8a;ADAM-5dbba93e14114ca081e5ae3501111e87;ADAM-d9dc87bd8df84ffd9cb8ae35011117d5;ADAM-e320c0d8eee2482bb102ae35011111f5;ADAM-a0c03f41f2c6418280f1ae3501112351;ADAM-5e62315a2bb842089c67b03d0084099b;ADAM-3b2f4c4682674370bb3bb03d00841849 | https://www.assets.signify.com/is/image/Signify/aecb520fa13943d69fccae3501111d2f;https://www.assets.signify.com/is/image/Signify/8893ccc864554e7b9879ae3501112020;https://www.assets.signify.com/is/image/Signify/8011eccc521246748796ae35011118bf;https://www.assets.signify.com/is/image/Signify/1f029164973c45f58cc1ae3501111622;https://www.assets.signify.com/is/image/Signify/dda0f591d35148359fb3ae3501112467;https://www.assets.signify.com/is/image/Signify/3c70e247fd014a20bdc2b03d00840d2f;https://www.assets.signify.com/is/image/Signify/18e04e765c0e4d989109b03d00841ab5 |  |  | - | - | - | - |  | 2000 lumen | Gray |  | <gt/>80 | 4000 K | 18 W | 111 lm/W | 50 or 60 Hz | 840 neutral white | 2000 lumen |  | 18 W | 0.9 | [5 empty] | https://www.lighting.philips.com/link/911401813685_EU/prd/aa/en
FP-911401813785 | PILA WT008C 40S/840 PSU L1200 CLASSIC | 911401813785 | 2022-11-17 00:00:00 |  |  | IP65 ¦ Dust penetration-protected, jet-proof |  |  |  | 4000 K |  |  |  |  | No | [8 empty] | -20 to +40 °C | [8 empty] | - | CE mark | Push-in connector 2-pole | No |  |  | Yes | Power supply unit (On/Off) |  |  | - |  | Stainless steel |  | For mounting on normally flammable surfaces |  | Temperature 850 °C, duration 30 s | Polycarbonate | IP65 ¦ Dust penetration-protected, jet-proof | (0.38,0.38)SDCM<lt/>=6 |  | 220 to 240 V | 15 A | 0.332 ms |  |  | No | 110° | +/-10% |  |  | IK08 ¦ 5 J vandal-protected |  |  |  |  | 1 unit |  | 22 | Polycarbonate | Symmetrical |  | Opal | Polycarbonate |  |  |  | 60 mm | 1170 mm | 60 mm |  |  |  |  | +/-10% | Safety class II | - |  | Yes |  | 31 |  |  | 2 years |  | ADAM-f2e3919d109644d1ac0eafd600ec61f1 | https://www.assets.signify.com/is/image/Signify/91137cf3ca294f659c29afd600ec6315 | [30 empty] | ADAM-0578a60f6448403ab57eae3501111a8a;ADAM-5dbba93e14114ca081e5ae3501111e87;ADAM-d9dc87bd8df84ffd9cb8ae35011117d5;ADAM-e320c0d8eee2482bb102ae35011111f5;ADAM-a0c03f41f2c6418280f1ae3501112351;ADAM-5e62315a2bb842089c67b03d0084099b;ADAM-3b2f4c4682674370bb3bb03d00841849 | https://www.assets.signify.com/is/image/Signify/aecb520fa13943d69fccae3501111d2f;https://www.assets.signify.com/is/image/Signify/8893ccc864554e7b9879ae3501112020;https://www.assets.signify.com/is/image/Signify/8011eccc521246748796ae35011118bf;https://www.assets.signify.com/is/image/Signify/1f029164973c45f58cc1ae3501111622;https://www.assets.signify.com/is/image/Signify/dda0f591d35148359fb3ae3501112467;https://www.assets.signify.com/is/image/Signify/3c70e247fd014a20bdc2b03d00840d2f;https://www.assets.signify.com/is/image/Signify/18e04e765c0e4d989109b03d00841ab5 |  |  | - | - | - | - |  | 4000 lumen | Gray |  | <gt/>80 | 4000 K | 36 W | 111 lm/W | 50 or 60 Hz | 840 neutral white | 4000 lumen |  | 36 W | 0.9 | [5 empty] | https://www.lighting.philips.com/link/911401813785_EU/prd/aa/en
FP-911401813885 | PILA WT008C 60S/840 PSU L1500 CLASSIC | 911401813885 | 2022-11-17 00:00:00 |  |  | IP65 ¦ Dust penetration-protected, jet-proof |  |  |  | 4000 K |  |  |  |  | No | [8 empty] | -20 to +40 °C | [8 empty] | - | CE mark | Push-in connector 2-pole | No |  |  | Yes | Power supply unit (On/Off) |  |  | - |  | Stainless steel |  | For mounting on normally flammable surfaces |  | Temperature 850 °C, duration 30 s | Polycarbonate | IP65 ¦ Dust penetration-protected, jet-proof | (0.38,0.38)SDCM<lt/>=6 |  | 220 to 240 V | 21 A | 0.29 ms |  |  | No | 110° | +/-10% |  |  | IK08 ¦ 5 J vandal-protected |  |  |  |  | 1 unit |  | 18 | Polycarbonate | Symmetrical |  | Opal | Polycarbonate |  |  |  | 60 mm | 1470 mm | 60 mm |  |  |  |  | +/-10% | Safety class II | - |  | Yes |  | 31 |  |  | 2 years |  | ADAM-37c9ada5ad4b4ee1bbcdafd600ec65a4 | https://www.assets.signify.com/is/image/Signify/c02ac37f9dd04e058b77afd600ec66d3 | [30 empty] | ADAM-0578a60f6448403ab57eae3501111a8a;ADAM-5dbba93e14114ca081e5ae3501111e87;ADAM-d9dc87bd8df84ffd9cb8ae35011117d5;ADAM-e320c0d8eee2482bb102ae35011111f5;ADAM-a0c03f41f2c6418280f1ae3501112351;ADAM-5e62315a2bb842089c67b03d0084099b;ADAM-3b2f4c4682674370bb3bb03d00841849 | https://www.assets.signify.com/is/image/Signify/aecb520fa13943d69fccae3501111d2f;https://www.assets.signify.com/is/image/Signify/8893ccc864554e7b9879ae3501112020;https://www.assets.signify.com/is/image/Signify/8011eccc521246748796ae35011118bf;https://www.assets.signify.com/is/image/Signify/1f029164973c45f58cc1ae3501111622;https://www.assets.signify.com/is/image/Signify/dda0f591d35148359fb3ae3501112467;https://www.assets.signify.com/is/image/Signify/3c70e247fd014a20bdc2b03d00840d2f;https://www.assets.signify.com/is/image/Signify/18e04e765c0e4d989109b03d00841ab5 |  |  | - | - | - | - |  | 6000 lumen | Gray |  | <gt/>80 | 4000 K | 53 W | 113 lm/W | 50 or 60 Hz | 840 neutral white | 6000 lumen |  | 53 W | 0.9 | [5 empty] | https://www.lighting.philips.com/link/911401813885_EU/prd/aa/en
FP-911401813985 | PILA WT008C 20S/840 PSU L600 TW CLASSIC | 911401813985 | 2022-11-17 00:00:00 |  |  | IP65 ¦ Dust penetration-protected, jet-proof |  |  |  | 4000 K |  |  |  |  | No | [8 empty] | -20 to +40 °C | [8 empty] | - | CE mark | Push-in connector 2-pole | No |  |  | Yes | Power supply unit (On/Off) |  |  | - |  | Stainless steel |  | For mounting on normally flammable surfaces |  | Temperature 850 °C, duration 30 s | Polycarbonate | IP65 ¦ Dust penetration-protected, jet-proof | (0.38,0.38)SDCM<lt/>=6 |  | 220 to 240 V | 12 A | 0.35 ms |  |  | No | 110° | +/-10% |  |  | IK08 ¦ 5 J vandal-protected |  |  |  |  | 1 unit |  | 26 | Polycarbonate | Symmetrical |  | Opal | Polycarbonate |  |  |  | 60 mm | 580 mm | 60 mm |  |  |  |  | +/-10% | Safety class II | - |  | Yes |  | 31 |  |  | 2 years |  | ADAM-c1ea80ad4c704153afe6afd600ec67b2 | https://www.assets.signify.com/is/image/Signify/b8b42fcfb176492aabd3afd600ec7237 | [30 empty] | ADAM-0578a60f6448403ab57eae3501111a8a;ADAM-5dbba93e14114ca081e5ae3501111e87;ADAM-d9dc87bd8df84ffd9cb8ae35011117d5;ADAM-e320c0d8eee2482bb102ae35011111f5;ADAM-a0c03f41f2c6418280f1ae3501112351;ADAM-5e62315a2bb842089c67b03d0084099b;ADAM-3b2f4c4682674370bb3bb03d00841849 | https://www.assets.signify.com/is/image/Signify/aecb520fa13943d69fccae3501111d2f;https://www.assets.signify.com/is/image/Signify/8893ccc864554e7b9879ae3501112020;https://www.assets.signify.com/is/image/Signify/8011eccc521246748796ae35011118bf;https://www.assets.signify.com/is/image/Signify/1f029164973c45f58cc1ae3501111622;https://www.assets.signify.com/is/image/Signify/dda0f591d35148359fb3ae3501112467;https://www.assets.signify.com/is/image/Signify/3c70e247fd014a20bdc2b03d00840d2f;https://www.assets.signify.com/is/image/Signify/18e04e765c0e4d989109b03d00841ab5 |  |  | - | - | - | - |  | 2000 lumen | Gray |  | <gt/>80 | 4000 K | 18 W | 111 lm/W | 50 or 60 Hz | 840 neutral white | 2000 lumen |  | 18 W | 0.9 | [5 empty] | https://www.lighting.philips.com/link/911401813985_EU/prd/aa/en
FP-911401814085 | PILA WT008C 40S/840 PSU L1200 TW CLASSIC | 911401814085 | 2022-11-17 00:00:00 |  |  | IP65 ¦ Dust penetration-protected, jet-proof |  |  |  | 4000 K |  |  |  |  | No | [8 empty] | -20 to +40 °C | [8 empty] | - | CE mark | Push-in connector 2-pole | No |  |  | Yes | Power supply unit (On/Off) |  |  | - |  | Stainless steel |  | For mounting on normally flammable surfaces |  | Temperature 850 °C, duration 30 s | Polycarbonate | IP65 ¦ Dust penetration-protected, jet-proof | (0.38,0.38)SDCM<lt/>=6 |  | 220 to 240 V | 15 A | 0.332 ms |  |  | No | 110° | +/-10% |  |  | IK08 ¦ 5 J vandal-protected |  |  |  |  | 1 unit |  | 22 | Polycarbonate | Symmetrical |  | Opal | Polycarbonate |  |  |  | 60 mm | 1185 mm | 60 mm |  |  |  |  | +/-10% | Safety class II | - |  | Yes |  | 31 |  |  | 2 years |  | ADAM-ff440f9c28c7454284f0afd600ec72ef | https://www.assets.signify.com/is/image/Signify/3986b87dbc924a0394c8afd600ec7d8c | [30 empty] | ADAM-0578a60f6448403ab57eae3501111a8a;ADAM-5dbba93e14114ca081e5ae3501111e87;ADAM-d9dc87bd8df84ffd9cb8ae35011117d5;ADAM-e320c0d8eee2482bb102ae35011111f5;ADAM-a0c03f41f2c6418280f1ae3501112351;ADAM-5e62315a2bb842089c67b03d0084099b;ADAM-3b2f4c4682674370bb3bb03d00841849 | https://www.assets.signify.com/is/image/Signify/aecb520fa13943d69fccae3501111d2f;https://www.assets.signify.com/is/image/Signify/8893ccc864554e7b9879ae3501112020;https://www.assets.signify.com/is/image/Signify/8011eccc521246748796ae35011118bf;https://www.assets.signify.com/is/image/Signify/1f029164973c45f58cc1ae3501111622;https://www.assets.signify.com/is/image/Signify/dda0f591d35148359fb3ae3501112467;https://www.assets.signify.com/is/image/Signify/3c70e247fd014a20bdc2b03d00840d2f;https://www.assets.signify.com/is/image/Signify/18e04e765c0e4d989109b03d00841ab5 |  |  | - | - | - | - |  | 4000 lumen | Gray |  | <gt/>80 | 4000 K | 36 W | 111 lm/W | 50 or 60 Hz | 840 neutral white | 4000 lumen |  | 36 W | 0.9 | [5 empty] | https://www.lighting.philips.com/link/911401814085_EU/prd/aa/en
FP-911401814185 | PILA WT008C 60S/840 PSU L1500 TW CLASSIC | 911401814185 | 2022-11-17 00:00:00 |  |  | IP65 ¦ Dust penetration-protected, jet-proof |  |  |  | 4000 K |  |  |  |  | No | [8 empty] | -20 to +40 °C | [8 empty] | - | CE mark | Push-in connector 2-pole | No |  |  | Yes | Power supply unit (On/Off) |  |  | - |  | Stainless steel |  | For mounting on normally flammable surfaces |  | Temperature 850 °C, duration 30 s | Polycarbonate | IP65 ¦ Dust penetration-protected, jet-proof | (0.38,0.38)SDCM<lt/>=6 |  | 220 to 240 V | 21 A | 0.29 ms |  |  | No | 110° | +/-10% |  |  | IK08 ¦ 5 J vandal-protected |  |  |  |  | 1 unit |  | 18 | Polycarbonate | Symmetrical |  | Opal | Polycarbonate |  |  |  | 60 mm | 1485 mm | 60 mm |  |  |  |  | +/-10% | Safety class II | - |  | Yes |  | 31 |  |  | 2 years |  | ADAM-16bd5daa41e44784bfd1afd600ec7e32 | https://www.assets.signify.com/is/image/Signify/89e640c6a1c046839309afd600ec88e8 | [30 empty] | ADAM-0578a60f6448403ab57eae3501111a8a;ADAM-5dbba93e14114ca081e5ae3501111e87;ADAM-d9dc87bd8df84ffd9cb8ae35011117d5;ADAM-e320c0d8eee2482bb102ae35011111f5;ADAM-a0c03f41f2c6418280f1ae3501112351;ADAM-5e62315a2bb842089c67b03d0084099b;ADAM-3b2f4c4682674370bb3bb03d00841849 | https://www.assets.signify.com/is/image/Signify/aecb520fa13943d69fccae3501111d2f;https://www.assets.signify.com/is/image/Signify/8893ccc864554e7b9879ae3501112020;https://www.assets.signify.com/is/image/Signify/8011eccc521246748796ae35011118bf;https://www.assets.signify.com/is/image/Signify/1f029164973c45f58cc1ae3501111622;https://www.assets.signify.com/is/image/Signify/dda0f591d35148359fb3ae3501112467;https://www.assets.signify.com/is/image/Signify/3c70e247fd014a20bdc2b03d00840d2f;https://www.assets.signify.com/is/image/Signify/18e04e765c0e4d989109b03d00841ab5 |  |  | - | - | - | - |  | 6000 lumen | Gray |  | <gt/>80 | 4000 K | 53 W | 113 lm/W | 50 or 60 Hz | 840 neutral white | 6000 lumen |  | 53 W | 0.9 | [5 empty] | https://www.lighting.philips.com/link/911401814185_EU/prd/aa/en
FP-911401814583 | PILA BVP008 50W 3000K | 911401814583 | 2021-04-23 00:00:00 |  |  | IP65 ¦ Dust penetration-protected, jet-proof |  |  |  | 3000 K |  |  |  |  | No | [8 empty] | -40 to +50 °C |  | 50 W | [6 empty] | Cable 0.6 m without plug | Yes | Flying leads/wires | No |  |  | Yes | Power supply unit (On/Off) | 0.018 m² | - W | - |  | Steel |  | - |  |  | Aluminum die-cast | IP65 ¦ Dust penetration-protected, jet-proof | (0.440, 0.403) SDCM <lt/>6 | - W | 220 to 240 V | 1.08 A | 0.058 ms | - | LED | No | 110° x 110° | +/-10% |  | Not applicable | IK06 ¦ 1 J |  |  |  | Mounting bracket adjustable | 1 unit |  | 43 | Glass |  | Symmetrical | Clear | Tempered glass | Flat | Glass |  | 31 mm | 223 mm | 183 mm |  |  |  |  | +/-10% | Safety class I | Polycarbonate | - |  | EN61547 (L-L 1kV, L-G 2kV) kV |  |  |  | 2 years |  | ADAM-efb62d2ab52b4b069205ad3a00a49fe8 | https://www.assets.signify.com/is/image/Signify/9cd8bd2944bf439eb43cad3a00a4a4da |  |  |  |  | ADAM-5dfc58c552a44a929035ad3a00a5096d | https://www.assets.signify.com/is/image/Signify/7f281870d505439a88baad3a00a50a51 | [28 empty] | 70 |  |  |  |  | 4500 lumen | Black |  | <gt/>80 | 3000 K | 50 W | 90 lm/W | 50 or 60 Hz | 830 warm white | 4500 lumen |  | 50 W | 0.9 | [5 empty] | https://www.lighting.philips.com/link/911401814583_EU/prd/aa/en
FP-911401815185 | WT065C LED29_48S/840 PSU L1200 | 911401815185 | 2022-11-30 00:00:00 |  |  | IP65 ¦ Dust penetration-protected, jet-proof |  |  |  | 4000 K |  |  |  |  | No | [8 empty] | -20 to +40 °C | [8 empty] | - | CE mark | Push-in connector 3-pole | No |  |  | Yes | Power supply unit (On/Off) |  |  | - |  | Stainless steel |  | For mounting on normally flammable surfaces |  | Temperature 850 °C, duration 30 s | Polycarbonate | IP65 ¦ Dust penetration-protected, jet-proof | (0.38,0.38)SDCM<lt/>=6 |  | 220 to 240 V | 14.2 A | 0.222 ms |  |  | No | 110° | +/-10% |  |  | IK08 ¦ 5 J vandal-protected |  |  |  |  | 1 unit |  | 36 | Polycarbonate | Symmetrical |  | Opal | Polycarbonate |  |  |  | 74 mm | 1207 mm | 71 mm |  |  |  |  | +/-10% | Safety class I | Steel |  | Yes |  | 31 |  |  | 3 years |  | ADAM-9fc6e0c808514f05b484b00300d87e6b | https://www.assets.signify.com/is/image/Signify/dcc3789c5b904a44b8dab00300d87fde | ADAM-001887e7c5fd448b923daffe011a730a | https://www.assets.signify.com/is/content/Signify/fp911401815185-pss-global |  |  | ADAM-43159a0f5e4b496c8c12ad5d00f7282e | https://www.assets.signify.com/is/image/Signify/cd76174548a14c1e91c4ad5d00f729ad | ADAM-52e9855ea97741e68c9bafc1009b7d26 | https://www.assets.signify.com/is/content/Signify/ab07a7d0755b456896caafc1009b88f1 | [24 empty] | ADAM-83403d8763594781bdd8b00d0109f982 | https://www.assets.signify.com/is/content/Signify/a79be36420a340f0afc5b00d010a0c4b |  | L70 | L75 |  |  | 2900 lumen;4800 lumen | Gray |  | <gt/>80 | 4000 K | 42 W;23 W | 114 lm/W | 50 or 60 Hz | 840 neutral white | 2900 lumen;4800 lumen |  | 42 W;23 W | 0.9 | [5 empty] | https://www.lighting.philips.com/link/911401815185_EU/prd/aa/en
FP-911401815285 | WT065C LED41_68S/840 PSU L1500 | 911401815285 | 2022-11-30 00:00:00 |  |  | IP65 ¦ Dust penetration-protected, jet-proof |  |  |  | 4000 K |  |  |  |  | No | [8 empty] | -20 to +40 °C | [8 empty] | - | CE mark | Push-in connector 3-pole | No |  |  | Yes | Power supply unit (On/Off) |  |  | - |  | Stainless steel |  | For mounting on normally flammable surfaces |  | Temperature 850 °C, duration 30 s | Polycarbonate | IP65 ¦ Dust penetration-protected, jet-proof | (0.38,0.38)SDCM<lt/>=6 |  | 220 to 240 V | 15 A | 0.24 ms |  |  | No | 110° | +/-10% |  |  | IK08 ¦ 5 J vandal-protected |  |  |  |  | 1 unit |  | 31 | Polycarbonate | Symmetrical |  | Opal | Polycarbonate |  |  |  | 74 mm | 1507 mm | 71 mm |  |  |  |  | +/-10% | Safety class I | Steel |  | Yes |  | 31 |  |  | 3 years |  | ADAM-96417a542ed049d5a138b00300d88cb1 | https://www.assets.signify.com/is/image/Signify/e931c0bacba54640952db00300d88f47 | ADAM-86fb7be037214ebb9b3baffe00f151d9 | https://www.assets.signify.com/is/content/Signify/fp911401815285-pss-global |  |  | ADAM-4326241865b54cb581f0ad5d00f72b2e | https://www.assets.signify.com/is/image/Signify/c20d3c00e13b49819bcead5d00f72c2e | ADAM-52e9855ea97741e68c9bafc1009b7d26 | https://www.assets.signify.com/is/content/Signify/ab07a7d0755b456896caafc1009b88f1 | [24 empty] | ADAM-83403d8763594781bdd8b00d0109f982 | https://www.assets.signify.com/is/content/Signify/a79be36420a340f0afc5b00d010a0c4b |  | L70 | L75 |  |  | 4100 lumen;6800 lumen | Gray |  | <gt/>80 | 4000 K | 53 W;30 W | 128 lm/W | 50 or 60 Hz | 840 neutral white | 4100 lumen;6800 lumen |  | 53 W;30 W | 0.9 | [5 empty] | https://www.lighting.philips.com/link/911401815285_EU/prd/aa/en
FP-911401815385 | WT065C LED29_48S/840 PSU L1200 TW1 | 911401815385 | 2022-11-30 00:00:00 |  |  | IP65 ¦ Dust penetration-protected, jet-proof |  |  |  | 4000 K |  |  |  |  | No | [8 empty] | -20 to +40 °C | [8 empty] | - | CE mark | Push-in connector 3-pole | No |  |  | Yes | Power supply unit (On/Off) |  |  | - |  | Stainless steel |  | For mounting on normally flammable surfaces |  | Temperature 850 °C, duration 30 s | Polycarbonate | IP65 ¦ Dust penetration-protected, jet-proof | (0.38,0.38)SDCM<lt/>=6 |  | 220 to 240 V | 14.2 A | 0.222 ms |  |  | No | 110° | +/-10% |  |  | IK08 ¦ 5 J vandal-protected |  |  |  |  | 1 unit |  | 36 | Polycarbonate | Symmetrical |  | Opal | Polycarbonate |  |  |  | 74 mm | 1214 mm | 71 mm |  |  |  |  | +/-10% | Safety class I | Steel |  | Yes |  | 31 |  |  | 3 years |  | ADAM-9fc6e0c808514f05b484b00300d87e6b | https://www.assets.signify.com/is/image/Signify/dcc3789c5b904a44b8dab00300d87fde | ADAM-b0dfce61e05e497bbdc9affe01065113 | https://www.assets.signify.com/is/content/Signify/fp911401815385-pss-global |  |  | ADAM-dbacef5717a9440da60dafc1009b6ae8 | https://www.assets.signify.com/is/image/Signify/86db855d63c54f1d88bdafc1009b6d2c | ADAM-52e9855ea97741e68c9bafc1009b7d26 | https://www.assets.signify.com/is/content/Signify/ab07a7d0755b456896caafc1009b88f1 | [24 empty] | ADAM-83403d8763594781bdd8b00d0109f982 | https://www.assets.signify.com/is/content/Signify/a79be36420a340f0afc5b00d010a0c4b |  | L70 | L75 |  |  | 2900 lumen;4800 lumen | Gray |  | <gt/>80 | 4000 K | 42 W;23 W | 114 lm/W | 50 or 60 Hz | 840 neutral white | 2900 lumen;4800 lumen |  | 42 W;23 W | 0.9 | [5 empty] | https://www.lighting.philips.com/link/911401815385_EU/prd/aa/en
FP-911401815485 | WT065C LED41_68S/840 PSU L1500 TW1 | 911401815485 | 2022-11-30 00:00:00 |  |  | IP65 ¦ Dust penetration-protected, jet-proof |  |  |  | 4000 K |  |  |  |  | No | [8 empty] | -20 to +40 °C | [8 empty] | - | CE mark | Push-in connector 3-pole | No |  |  | Yes | Power supply unit (On/Off) |  |  | - |  | Stainless steel |  | For mounting on normally flammable surfaces |  | Temperature 850 °C, duration 30 s | Polycarbonate | IP65 ¦ Dust penetration-protected, jet-proof | (0.38,0.38)SDCM<lt/>=6 |  | 220 to 240 V | 15 A | 0.24 ms |  |  | No | 110° | +/-10% |  |  | IK08 ¦ 5 J vandal-protected |  |  |  |  | 1 unit |  | 31 | Polycarbonate | Symmetrical |  | Opal | Polycarbonate |  |  |  | 74 mm | 1514 mm | 71 mm |  |  |  |  | +/-10% | Safety class I | Steel |  | Yes |  | 31 |  |  | 3 years |  | ADAM-96417a542ed049d5a138b00300d88cb1 | https://www.assets.signify.com/is/image/Signify/e931c0bacba54640952db00300d88f47 | ADAM-5e708795bfb4413e8313affe0105f389 | https://www.assets.signify.com/is/content/Signify/fp911401815485-pss-global |  |  | ADAM-db6cb69390484e379d86afc1009b6ddb | https://www.assets.signify.com/is/image/Signify/46d3322c438a419ca237afc1009b6f0c | ADAM-52e9855ea97741e68c9bafc1009b7d26 | https://www.assets.signify.com/is/content/Signify/ab07a7d0755b456896caafc1009b88f1 | [24 empty] | ADAM-83403d8763594781bdd8b00d0109f982 | https://www.assets.signify.com/is/content/Signify/a79be36420a340f0afc5b00d010a0c4b |  | L70 | L75 |  |  | 4100 lumen;6800 lumen | Gray |  | <gt/>80 | 4000 K | 53 W;30 W | 128 lm/W | 50 or 60 Hz | 840 neutral white | 4100 lumen;6800 lumen |  | 53 W;30 W | 0.9 | [5 empty] | https://www.lighting.philips.com/link/911401815485_EU/prd/aa/en
FP-911401820583 | PILA BVP008 10W 4000K | 911401820583 | 2021-04-23 00:00:00 |  |  | IP65 ¦ Dust penetration-protected, jet-proof |  |  |  | 4000 K |  |  |  |  | No | [8 empty] | -40 to +50 °C |  | 10 W | [6 empty] | Cable 0.3 m without plug | Yes | Flying leads/wires | No |  |  | Yes | Power supply unit (On/Off) | 0.003 m² | - W | - |  | Steel |  | - |  |  | Aluminum die-cast | IP65 ¦ Dust penetration-protected, jet-proof | (0.380, 0.380) SDCM <lt/>6 | - W | 220 to 240 V | 0.31 A | 0.056 ms | - | LED | No | 110° x 110° | +/-10% |  | Not applicable | IK06 ¦ 1 J |  |  |  | Mounting bracket adjustable | 1 unit |  | 210 | Glass |  | Symmetrical | Clear | Tempered glass | Flat | Glass |  | 28 mm | 107 mm | 102 mm |  |  |  |  | +/-10% | Safety class I | Polycarbonate | - |  | EN61547 (L-L 1kV, L-G 2kV) kV |  |  |  | 2 years |  | ADAM-7d8dc7c921ec4f74a75cad3a00a49a30 | https://www.assets.signify.com/is/image/Signify/a3681f230f754159b899ad3a00a49e5f |  |  |  |  | ADAM-654b3bccd1ed4c9e9cf5ad3a00a506ef | https://www.assets.signify.com/is/image/Signify/6df130bdb99a4b0990d6ad3a00a50785 | [28 empty] | 70 |  |  |  |  | 950 lumen | Black |  | <gt/>80 | 4000 K | 10 W | 95 lm/W | 50 or 60 Hz | 840 neutral white | 950 lumen |  | 10 W | 0.9 | [5 empty] | https://www.lighting.philips.com/link/911401820583_EU/prd/aa/en
FP-911401821583 | PILA BVP008 20W 4000K | 911401821583 | 2021-04-23 00:00:00 |  |  | IP65 ¦ Dust penetration-protected, jet-proof |  |  |  | 4000 K |  |  |  |  | No | [8 empty] | -40 to +50 °C |  | 20 W | [6 empty] | Cable 0.3 m without plug | Yes | Flying leads/wires | No |  |  | Yes | Power supply unit (On/Off) | 0.006 m² | - W | - |  | Steel |  | - |  |  | Aluminum die-cast | IP65 ¦ Dust penetration-protected, jet-proof | (0.380, 0.380) SDCM <lt/>6 | - W | 220 to 240 V | 0.45 A | 0.066 ms | - | LED | No | 110° x 110° | +/-10% |  | Not applicable | IK06 ¦ 1 J |  |  |  | Mounting bracket adjustable | 1 unit |  | 104 | Glass |  | Symmetrical | Clear | Tempered glass | Flat | Glass |  | 29 mm | 140 mm | 125 mm |  |  |  |  | +/-10% | Safety class I | Polycarbonate | - |  | EN61547 (L-L 1kV, L-G 2kV) kV |  |  |  | 2 years |  | ADAM-7d8dc7c921ec4f74a75cad3a00a49a30 | https://www.assets.signify.com/is/image/Signify/a3681f230f754159b899ad3a00a49e5f |  |  |  |  | ADAM-1f1ca6bb227348cfa7efad3a00a50833 | https://www.assets.signify.com/is/image/Signify/51fa64b958434d5f9288ad3a00a508c9 | [28 empty] | 70 |  |  |  |  | 1900 lumen | Black |  | <gt/>80 | 4000 K | 20 W | 95 lm/W | 50 or 60 Hz | 840 neutral white | 1900 lumen |  | 20 W | 0.9 | [5 empty] | https://www.lighting.philips.com/link/911401821583_EU/prd/aa/en
FP-911401823480 | WT120C G2 LED19S/840 PSU L600 | 911401823480 | 2019-05-08 00:00:00 |  |  | IP65 ¦ Dust penetration-protected, jet-proof |  |  |  | 4000 K |  |  |  |  | No | [8 empty] | -20 to +40 °C | [8 empty] | - | CE mark | Push-in connector 3-pole | No |  |  | Yes | Power supply unit (On/Off) |  |  | ENEC mark |  | Stainless steel |  | For mounting on easily flammable surfaces |  | Temperature 850 °C, duration 30 s | Polycarbonate | IP65 ¦ Dust penetration-protected, jet-proof | (0.38,0.38)SDCM<lt/>=3 |  | 220 to 240 V | 3.58 A | 0.04 ms |  |  | No | 105° | +/-10% |  | Not applicable | IK08 ¦ 5 J vandal-protected |  |  |  |  | 1 unit |  | 80 | Polycarbonate | Wide beam |  | Matte | Polycarbonate |  |  |  | 76 mm | 665 mm | 80 mm |  |  |  |  | +/-10% | Safety class I | Steel |  | Not applicable |  | 25 |  |  | 5 years |  | ADAM-b38d8ec3fdca4f6c89c9aa8800a28ca8 | https://www.assets.signify.com/is/image/Signify/b9c939fd2b64412ab728aa8800a293c6 | ADAM-482202c9f91e4773abaaaa9200d1fcd2 | https://www.assets.signify.com/is/content/PhilipsLighting/fp911401823480-pss-global |  |  | ADAM-32d829c0f6cb434dbcbdaa7e0070f02d | https://www.assets.signify.com/is/image/PhilipsLighting/41204458ec83459fb3a5aa7e0070f02b | ADAM-3feeee5203b244b3a93fb00a009aa38f | https://www.assets.signify.com/is/content/Signify/1b6f122093ee442cac97b00a009aa38d |  |  | ADAM-011d3d617cef452e9d09abbc0098820c | https://www.assets.signify.com/is/content/Signify/f327af1d633342aa9fa9abbc009882c4 | ADAM-abc8898f6a1645218fa9aab30068fbba | https://www.docs.signify.com/assets/ies/ifmt1_wt120cg2l6001xled19s840.ies | [14 empty] | ADAM-d77fe822b53e4880818aaab30068fde6 | https://www.docs.signify.com/assets/emd/ifmt2_wt120cg2l6001xled19s840.ldt | ADAM-cd4acd28298a45da9f39af1800880c1f | https://www.assets.signify.com/is/content/Signify/c43b29eb88344db787e8af1800881464 | ADAM-f3f2b87ead874a759cc5acef00f53d2a;ADAM-978eae12832d4dcaa3b6acef00f57e55;ADAM-e44636982ef3489c8d1caf32007fac9a | https://www.assets.signify.com/is/content/Signify/9fe5311bf37f48cdaa40acef00f55bca;https://www.assets.signify.com/is/content/Signify/1a3f0f8cb94d4f108039acef00f59a61;https://www.assets.signify.com/is/content/Signify/b034aea9062a4e9ba8f4af32007fb995 |  |  | 85 | 70 |  | 1900 lumen | Gray |  | <gt/>80 | 4000 K | 15 W | 127 lm/W | 50 or 60 Hz | 840 neutral white | 1900 lumen |  | 15 W | 0.9 | [5 empty] | https://www.lighting.philips.com/link/911401823480_EU/prd/aa/en
FP-911401823580 | WT120C G2 LED27S/840 PSU L1200 | 911401823580 | 2019-05-08 00:00:00 |  |  | IP65 ¦ Dust penetration-protected, jet-proof |  |  |  | 4000 K |  |  |  |  | No | [8 empty] | -20 to +40 °C | [8 empty] | - | CE mark | Push-in connector 3-pole | No |  |  | Yes | Power supply unit (On/Off) |  |  | ENEC mark |  | Stainless steel |  | For mounting on easily flammable surfaces |  | Temperature 850 °C, duration 30 s | Polycarbonate | IP65 ¦ Dust penetration-protected, jet-proof | (0.38,0.38)SDCM<lt/>=3 |  | 220 to 240 V | 3.58 A | 0.04 ms |  |  | No | 105° | +/-10% |  | Not applicable | IK08 ¦ 5 J vandal-protected |  |  |  |  | 1 unit |  | 80 | Polycarbonate | Wide beam |  | Matte | Polycarbonate |  |  |  | 76 mm | 1215 mm | 80 mm |  |  |  |  | +/-10% | Safety class I | Steel |  | Not applicable |  | 25 |  |  | 5 years |  | ADAM-4cc436933d5540b2af00acdf006b0f45 | https://www.assets.signify.com/is/image/Signify/0e8224cd1e2e4daba4e4acdf006b1944 | ADAM-6b96bd34208045a09f46aa9200ce4285 | https://www.assets.signify.com/is/content/PhilipsLighting/fp911401823580-pss-global |  |  | ADAM-87eaf1130687462e8401aa7e0078539b | https://www.assets.signify.com/is/image/PhilipsLighting/55c39efbe28641fdb9dbaa7e00785399 | ADAM-3feeee5203b244b3a93fb00a009aa38f | https://www.assets.signify.com/is/content/Signify/1b6f122093ee442cac97b00a009aa38d |  |  | ADAM-3ded4165533a4f68a3ffabbc00988373 | https://www.assets.signify.com/is/content/Signify/fd1116237e2442aca49aabbc009883b7 | ADAM-6d124323b81d4012a237aab30068b5a6 | https://www.docs.signify.com/assets/ies/ifmt1_wt120cg2l12001xled27s840.ies | [14 empty] | ADAM-ff1800c956954ca792f8aab30068b8d3 | https://www.docs.signify.com/assets/emd/ifmt2_wt120cg2l12001xled27s840.ldt | ADAM-cd4acd28298a45da9f39af1800880c1f | https://www.assets.signify.com/is/content/Signify/c43b29eb88344db787e8af1800881464 | ADAM-f3f2b87ead874a759cc5acef00f53d2a;ADAM-978eae12832d4dcaa3b6acef00f57e55;ADAM-e44636982ef3489c8d1caf32007fac9a | https://www.assets.signify.com/is/content/Signify/9fe5311bf37f48cdaa40acef00f55bca;https://www.assets.signify.com/is/content/Signify/1a3f0f8cb94d4f108039acef00f59a61;https://www.assets.signify.com/is/content/Signify/b034aea9062a4e9ba8f4af32007fb995 |  |  | 85 | 70 |  | 2700 lumen | Gray |  | <gt/>80 | 4000 K | 20.5 W | 132 lm/W | 50 or 60 Hz | 840 neutral white | 2700 lumen |  | 20.5 W | 0.9 | [5 empty] | https://www.lighting.philips.com/link/911401823580_EU/prd/aa/en
FP-911401823680 | WT120C G2 LED34S/840 PSU L1500 | 911401823680 | 2019-05-08 00:00:00 |  |  | IP65 ¦ Dust penetration-protected, jet-proof |  |  |  | 4000 K |  |  |  |  | No | [8 empty] | -20 to +40 °C | [8 empty] | - | CE mark | Push-in connector 3-pole | No |  |  | Yes | Power supply unit (On/Off) |  |  | ENEC mark |  | Stainless steel |  | For mounting on easily flammable surfaces |  | Temperature 850 °C, duration 30 s | Polycarbonate | IP65 ¦ Dust penetration-protected, jet-proof | (0.38,0.38)SDCM<lt/>=3 |  | 220 to 240 V | 5.16 A | 0.047 ms |  |  | No | 105° | +/-10% |  | Not applicable | IK08 ¦ 5 J vandal-protected |  |  |  |  | 1 unit |  | 60 | Polycarbonate | Wide beam |  | Matte | Polycarbonate |  |  |  | 76 mm | 1515 mm | 80 mm |  |  |  |  | +/-10% | Safety class I | Steel |  | Not applicable |  | 25 |  |  | 5 years |  | ADAM-f2067345a00b4cc0be9dacdf006b222e | https://www.assets.signify.com/is/image/Signify/f6280649ddb645909792acdf006b2dbf | ADAM-7ff44ecbaa6b4814a81baa9200d11514 | https://www.assets.signify.com/is/content/PhilipsLighting/fp911401823680-pss-global |  |  | ADAM-3d517fdcaf0745c683d3aa7e007ae081 | https://www.assets.signify.com/is/image/PhilipsLighting/1653b4b8fd1141cba04daa7e007ae07f | ADAM-3feeee5203b244b3a93fb00a009aa38f | https://www.assets.signify.com/is/content/Signify/1b6f122093ee442cac97b00a009aa38d |  |  | ADAM-4f6de9af416e4b9ba02eabbc00988422 | https://www.assets.signify.com/is/content/Signify/5f497bbd48ce4019bcc1abbc00988456 | ADAM-b5ee7f224a124898bb23aab30068d4d6 | https://www.docs.signify.com/assets/ies/ifmt1_wt120cg2l15001xled34s840.ies | [14 empty] | ADAM-238c2e10e5084d2a88beaab30068d5d5 | https://www.docs.signify.com/assets/emd/ifmt2_wt120cg2l15001xled34s840.ldt | ADAM-cd4acd28298a45da9f39af1800880c1f | https://www.assets.signify.com/is/content/Signify/c43b29eb88344db787e8af1800881464 | ADAM-f3f2b87ead874a759cc5acef00f53d2a;ADAM-978eae12832d4dcaa3b6acef00f57e55;ADAM-e44636982ef3489c8d1caf32007fac9a | https://www.assets.signify.com/is/content/Signify/9fe5311bf37f48cdaa40acef00f55bca;https://www.assets.signify.com/is/content/Signify/1a3f0f8cb94d4f108039acef00f59a61;https://www.assets.signify.com/is/content/Signify/b034aea9062a4e9ba8f4af32007fb995 |  |  | 85 | 70 |  | 3400 lumen | Gray |  | <gt/>80 | 4000 K | 24.3 W | 140 lm/W | 50 or 60 Hz | 840 neutral white | 3400 lumen |  | 24.3 W | 0.9 | [5 empty] | https://www.lighting.philips.com/link/911401823680_EU/prd/aa/en
FP-911401823780 | WT120C G2 LED40S/840 PSU L1200 | 911401823780 | 2019-05-08 00:00:00 |  |  | IP65 ¦ Dust penetration-protected, jet-proof |  |  |  | 4000 K |  |  |  |  | No | [8 empty] | -20 to +40 °C | [8 empty] | - | CE mark | Push-in connector 3-pole | No |  |  | Yes | Power supply unit (On/Off) |  |  | ENEC mark |  | Stainless steel |  | For mounting on easily flammable surfaces |  | Temperature 850 °C, duration 30 s | Polycarbonate | IP65 ¦ Dust penetration-protected, jet-proof | (0.38,0.38)SDCM<lt/>=3 |  | 220 to 240 V | 14.2 A | 0.222 ms |  |  | No | 105° | +/-10% |  | Not applicable | IK08 ¦ 5 J vandal-protected |  |  |  |  | 1 unit |  | 36 | Polycarbonate | Wide beam |  | Matte | Polycarbonate |  |  |  | 76 mm | 1215 mm | 80 mm |  |  |  |  | +/-10% | Safety class I | Steel |  | Not applicable |  | 25 |  |  | 5 years |  | ADAM-4cc436933d5540b2af00acdf006b0f45 | https://www.assets.signify.com/is/image/Signify/0e8224cd1e2e4daba4e4acdf006b1944 | ADAM-320341be22e647aab06caa9200d319e4 | https://www.assets.signify.com/is/content/PhilipsLighting/fp911401823780-pss-global |  |  | ADAM-87eaf1130687462e8401aa7e0078539b | https://www.assets.signify.com/is/image/PhilipsLighting/55c39efbe28641fdb9dbaa7e00785399 | ADAM-3feeee5203b244b3a93fb00a009aa38f | https://www.assets.signify.com/is/content/Signify/1b6f122093ee442cac97b00a009aa38d |  |  | ADAM-3ded4165533a4f68a3ffabbc00988373 | https://www.assets.signify.com/is/content/Signify/fd1116237e2442aca49aabbc009883b7 | ADAM-d258f74bf85a4947b807aab30068c69c | https://www.docs.signify.com/assets/ies/ifmt1_wt120cg2l12001xled40s840.ies | [14 empty] | ADAM-bc93bbc8bebb4ebb90f6aab30068c808 | https://www.docs.signify.com/assets/emd/ifmt2_wt120cg2l12001xled40s840.ldt | ADAM-cd4acd28298a45da9f39af1800880c1f | https://www.assets.signify.com/is/content/Signify/c43b29eb88344db787e8af1800881464 | ADAM-f3f2b87ead874a759cc5acef00f53d2a;ADAM-978eae12832d4dcaa3b6acef00f57e55;ADAM-e44636982ef3489c8d1caf32007fac9a | https://www.assets.signify.com/is/content/Signify/9fe5311bf37f48cdaa40acef00f55bca;https://www.assets.signify.com/is/content/Signify/1a3f0f8cb94d4f108039acef00f59a61;https://www.assets.signify.com/is/content/Signify/b034aea9062a4e9ba8f4af32007fb995 |  |  | 85 | 70 |  | 4000 lumen | Gray |  | <gt/>80 | 4000 K | 28.6 W | 140 lm/W | 50 or 60 Hz | 840 neutral white | 4000 lumen |  | 28.6 W | 0.9 | [5 empty] | https://www.lighting.philips.com/link/911401823780_EU/prd/aa/en
FP-911401823781 | RC065B LED41S/840 PSU W60L60 NOC | 911401823781 | 2020-01-16 00:00:00 |  |  | IP20 ¦ Finger-protected |  |  |  | 4000 K |  |  |  |  | No | [8 empty] | -10 to +25 °C | [8 empty] | - | Yes | Push-in connector 2-pole | No |  |  | Yes | Power supply unit (On/Off) |  |  | - |  | - |  | For mounting on normally flammable surfaces |  | Temperature 650 °C, duration 30 s | Steel | IP20 ¦ Finger-protected | (0.38, 0.38) SDCM≤5 |  | 220-240 V | 23 A | 0.21 ms |  |  | No | 120° | +/-10% |  |  | IK02 ¦ 0.2 J standard |  |  |  |  | 1 unit |  | 21 | Polystyrene | Beam angle 120° |  | Opal | Acrylate |  |  |  | 34 mm | 595 mm | 595 mm |  |  |  |  | +/-10% | Safety class II | Acrylate |  | Yes |  | 22 |  |  | 3 years |  | ADAM-207bc80029f54da7ad01ab8100b4e421 | https://www.assets.signify.com/is/image/PhilipsLighting/bc2f3d5b079c42b4b1dfab8100b4eba9 | ADAM-c5334df0cd2d4748be0aabb70102a929 | https://www.assets.signify.com/is/content/PhilipsLighting/fp911401823781-pss-global |  |  | ADAM-18cb2970a52f45eb91c2ae6600a9167a | https://www.assets.signify.com/is/image/Signify/36240076889742009744ae6600a92025 | ADAM-8193c5370ade495f90a7ae8b009df10a | https://www.assets.signify.com/is/content/Signify/f127c52c4525466781abae8b009df108 | [22 empty] | ADAM-e2ff3995417c4b58b856adfa00fc2876;ADAM-aafd3a36ced848feb987ae2401098a63 | https://www.assets.signify.com/is/content/Signify/53b697d9ef114447a349adfa00fc2d14;https://www.assets.signify.com/is/image/Signify/cefb0339103b470f851aae2401098d31 | ADAM-66e7e2bdedc44f9f86eca9d900ed5bb1;ADAM-189b4598b8a840ea9ec1b00d0109b181 | https://www.assets.signify.com/is/content/PhilipsLighting/2ea8af367ef1422ab4d2a9d900ed6099;https://www.assets.signify.com/is/content/Signify/95e98bd3e112455ab151b00d0109c0c2 |  | L70 | L80 |  |  | 4100 lumen | White |  | ≥80 | 4000 K | 44 W | 93 lm/W | 50 or 60 Hz | 840 neutral white | 4100 lumen |  | 44 W | 0.9 | [5 empty] | https://www.lighting.philips.com/link/911401823781_EU/prd/aa/en
FP-911401823880 | WT120C G2 LED60S/840 PSU L1500 | 911401823880 | 2019-05-08 00:00:00 |  |  | IP65 ¦ Dust penetration-protected, jet-proof |  |  |  | 4000 K |  |  |  |  | No | [8 empty] | -20 to +40 °C | [8 empty] | - | CE mark | Push-in connector 3-pole | No |  |  | Yes | Power supply unit (On/Off) |  |  | ENEC mark |  | Stainless steel |  | For mounting on easily flammable surfaces |  | Temperature 850 °C, duration 30 s | Polycarbonate | IP65 ¦ Dust penetration-protected, jet-proof | (0.38,0.38)SDCM<lt/>=3 |  | 220 to 240 V | 14.2 A | 0.222 ms |  |  | No | 105° | +/-10% |  | Not applicable | IK08 ¦ 5 J vandal-protected |  |  |  |  | 1 unit |  | 36 | Polycarbonate | Wide beam |  | Matte | Polycarbonate |  |  |  | 76 mm | 1515 mm | 80 mm |  |  |  |  | +/-10% | Safety class I | Steel |  | Not applicable |  | 25 |  |  | 5 years |  | ADAM-f2067345a00b4cc0be9dacdf006b222e | https://www.assets.signify.com/is/image/Signify/f6280649ddb645909792acdf006b2dbf | ADAM-8ce09eee729f4e6aa6e2aa9200c51509 | https://www.assets.signify.com/is/content/PhilipsLighting/fp911401823880-pss-global |  |  | ADAM-3d517fdcaf0745c683d3aa7e007ae081 | https://www.assets.signify.com/is/image/PhilipsLighting/1653b4b8fd1141cba04daa7e007ae07f | ADAM-3feeee5203b244b3a93fb00a009aa38f | https://www.assets.signify.com/is/content/Signify/1b6f122093ee442cac97b00a009aa38d |  |  | ADAM-4f6de9af416e4b9ba02eabbc00988422 | https://www.assets.signify.com/is/content/Signify/5f497bbd48ce4019bcc1abbc00988456 | ADAM-2db4a83d9f884db0ab6caab30068e111 | https://www.docs.signify.com/assets/ies/ifmt1_wt120cg2l15001xled60s840.ies | [14 empty] | ADAM-c9481ead89b04b3486bdaab30068e225 | https://www.docs.signify.com/assets/emd/ifmt2_wt120cg2l15001xled60s840.ldt | ADAM-cd4acd28298a45da9f39af1800880c1f | https://www.assets.signify.com/is/content/Signify/c43b29eb88344db787e8af1800881464 | ADAM-f3f2b87ead874a759cc5acef00f53d2a;ADAM-978eae12832d4dcaa3b6acef00f57e55;ADAM-e44636982ef3489c8d1caf32007fac9a | https://www.assets.signify.com/is/content/Signify/9fe5311bf37f48cdaa40acef00f55bca;https://www.assets.signify.com/is/content/Signify/1a3f0f8cb94d4f108039acef00f59a61;https://www.assets.signify.com/is/content/Signify/b034aea9062a4e9ba8f4af32007fb995 |  |  | 80 | 70 |  | 6000 lumen | Gray |  | <gt/>80 | 4000 K | 42.9 W | 140 lm/W | 50 or 60 Hz | 840 neutral white | 6000 lumen |  | 42.9 W | 0.9 | [5 empty] | https://www.lighting.philips.com/link/911401823880_EU/prd/aa/en
FP-911401823980 | WT120C G2 LED80S/840 PSU L1500 | 911401823980 | 2019-05-08 00:00:00 |  |  | IP65 ¦ Dust penetration-protected, jet-proof |  |  |  | 4000 K |  |  |  |  | No | [8 empty] | -20 to +40 °C | [8 empty] | - | CE mark | Push-in connector 3-pole | No |  |  | Yes | Power supply unit (On/Off) |  |  | ENEC mark |  | Stainless steel |  | For mounting on easily flammable surfaces |  | Temperature 850 °C, duration 30 s | Polycarbonate | IP65 ¦ Dust penetration-protected, jet-proof | (0.38,0.38)SDCM<lt/>=3 |  | 220 to 240 V | 15 A | 0.24 ms |  |  | No | 105° | +/-10% |  | Not applicable | IK08 ¦ 5 J vandal-protected |  |  |  |  | 1 unit |  | 31 | Polycarbonate | Wide beam |  | Matte | Polycarbonate |  |  |  | 76 mm | 1515 mm | 80 mm |  |  |  |  | +/-10% | Safety class I | Steel |  | Not applicable |  | 25 |  |  | 5 years |  | ADAM-f2067345a00b4cc0be9dacdf006b222e | https://www.assets.signify.com/is/image/Signify/f6280649ddb645909792acdf006b2dbf | ADAM-02baf865f46946279e4caa9200c9b4f9 | https://www.assets.signify.com/is/content/PhilipsLighting/fp911401823980-pss-global |  |  | ADAM-3d517fdcaf0745c683d3aa7e007ae081 | https://www.assets.signify.com/is/image/PhilipsLighting/1653b4b8fd1141cba04daa7e007ae07f | ADAM-3feeee5203b244b3a93fb00a009aa38f | https://www.assets.signify.com/is/content/Signify/1b6f122093ee442cac97b00a009aa38d |  |  | ADAM-4f6de9af416e4b9ba02eabbc00988422 | https://www.assets.signify.com/is/content/Signify/5f497bbd48ce4019bcc1abbc00988456 | ADAM-39cf424548364075ad38aab30068ee13 | https://www.docs.signify.com/assets/ies/ifmt1_wt120cg2l15001xled80s840.ies | [14 empty] | ADAM-9c17ae340dff41d8a808aab30068ef14 | https://www.docs.signify.com/assets/emd/ifmt2_wt120cg2l15001xled80s840.ldt | ADAM-cd4acd28298a45da9f39af1800880c1f | https://www.assets.signify.com/is/content/Signify/c43b29eb88344db787e8af1800881464 | ADAM-f3f2b87ead874a759cc5acef00f53d2a;ADAM-978eae12832d4dcaa3b6acef00f57e55;ADAM-e44636982ef3489c8d1caf32007fac9a | https://www.assets.signify.com/is/content/Signify/9fe5311bf37f48cdaa40acef00f55bca;https://www.assets.signify.com/is/content/Signify/1a3f0f8cb94d4f108039acef00f59a61;https://www.assets.signify.com/is/content/Signify/b034aea9062a4e9ba8f4af32007fb995 |  |  | 80 | 70 |  | 8000 lumen | Gray |  | <gt/>80 | 4000 K | 57.1 W | 140 lm/W | 50 or 60 Hz | 840 neutral white | 8000 lumen |  | 57.1 W | 0.9 | [5 empty] | https://www.lighting.philips.com/link/911401823980_EU/prd/aa/en
FP-911401824484 | RS150B LED6-WB-/840 D78 PSR PI6 ALU | 911401824484 | 2022-01-14 00:00:00 |  |  | IP20/54 ¦ Finger-protected; dust accumulation-protected, splash-proof |  |  |  | 4000 K |  |  |  |  | Yes | [8 empty] | 0 to +35 °C |  | - W | 120 degree(s) | [5 empty] | Cable 0.25 m with connector 3-pole | Yes | Push-in connector 3-pole | No | Phase-cut dim |  | Yes | Power supply unit regulating |  |  | ENEC mark |  | Steel |  | For mounting on normally flammable surfaces |  | Temperature 650 °C, duration 30 s | Aluminum die-cast | IP20/54 ¦ Finger-protected; dust accumulation-protected, splash-proof | (0.38, 0.38) SDCM <lt/>5 |  | 220 to 240 V | 2.5 A | 0.1 ms |  |  | Yes | 38° | +/-10% |  | 10% (depends on dimmer, ELV) | IK03 ¦ 0.3 J |  |  |  |  | 1 unit |  | 40 | Polycarbonate | Wide beam |  | - | Polycarbonate |  |  | 95 mm | 60 mm | [6 empty] | +/-10% | Safety class II | - |  | No |  | 21 |  |  | 5 years |  | ADAM-20171115170423423 | https://www.assets.signify.com/is/image/Signify/2a6489f3d6094848af8ba82c0108e0ca | ADAM-e77c85ce2f5b42f9a90aae7b0189c9f0 | https://www.assets.signify.com/is/content/Signify/fp911401824484-pss-global |  |  | ADAM-324abd87df134bc5bd14ae5b00e69526 | https://www.assets.signify.com/is/image/Signify/3ec842a71aeb4ee6b49fae5b00e6994f | ADAM-76953df8f56f42daade8ae6f007255d0 | https://www.assets.signify.com/is/content/Signify/7133e57f49c74a36acb9ae6f00726dae |  |  |  |  | ADAM-6056ea360d1b4f1aadf7ae950015e4e9 | https://www.docs.signify.com/assets/ies/_rs150bled6s840wbd78psr.ies | [14 empty] | ADAM-eef4ef3b1ec346a9809fae950015e25d | https://www.docs.signify.com/assets/emd/_rs150bled6s840wbd78psr.ldt | [6 empty] | 70 |  |  | 720 lumen | Aluminum |  | <gt/>80 | 4000 K | 7.2 W | 100 lm/W | 50 or 60 Hz | 840 neutral white | 720 lumen |  | 7.2 W | 0.9 | [5 empty] | https://www.lighting.philips.com/link/911401824484_EU/prd/aa/en
FP-911401824583 | PILA BVP008 50W 4000K | 911401824583 | 2021-04-23 00:00:00 |  |  | IP65 ¦ Dust penetration-protected, jet-proof |  |  |  | 4000 K |  |  |  |  | No | [8 empty] | -40 to +50 °C |  | 50 W | [6 empty] | Cable 0.6 m without plug | Yes | Flying leads/wires | No |  |  | Yes | Power supply unit (On/Off) | 0.018 m² | - W | - |  | Steel |  | - |  |  | Aluminum die-cast | IP65 ¦ Dust penetration-protected, jet-proof | (0.380, 0.380) SDCM <lt/>6 | - W | 220 to 240 V | 1.08 A | 0.058 ms | - | LED | No | 110° x 110° | +/-10% |  | Not applicable | IK06 ¦ 1 J |  |  |  | Mounting bracket adjustable | 1 unit |  | 43 | Glass |  | Symmetrical | Clear | Tempered glass | Flat | Glass |  | 31 mm | 223 mm | 183 mm |  |  |  |  | +/-10% | Safety class I | Polycarbonate | - |  | EN61547 (L-L 1kV, L-G 2kV) kV |  |  |  | 2 years |  | ADAM-efb62d2ab52b4b069205ad3a00a49fe8 | https://www.assets.signify.com/is/image/Signify/9cd8bd2944bf439eb43cad3a00a4a4da |  |  |  |  | ADAM-5dfc58c552a44a929035ad3a00a5096d | https://www.assets.signify.com/is/image/Signify/7f281870d505439a88baad3a00a50a51 | [28 empty] | 70 |  |  |  |  | 4750 lumen | Black |  | <gt/>80 | 4000 K | 50 W | 95 lm/W | 50 or 60 Hz | 840 neutral white | 4750 lumen |  | 50 W | 0.9 | [5 empty] | https://www.lighting.philips.com/link/911401824583_EU/prd/aa/en
FP-911401824584 | RS150B LED6-WB-/827 D78 PSR PI6 ALU | 911401824584 | 2022-01-14 00:00:00 |  |  | IP20/54 ¦ Finger-protected; dust accumulation-protected, splash-proof |  |  |  | 2700 K |  |  |  |  | Yes | [8 empty] | 0 to +35 °C |  | - W | 120 degree(s) | [5 empty] | Cable 0.25 m with connector 3-pole | Yes | Push-in connector 3-pole | No | Phase-cut dim |  | Yes | Power supply unit regulating |  |  | ENEC mark |  | Steel |  | For mounting on normally flammable surfaces |  | Temperature 650 °C, duration 30 s | Aluminum die-cast | IP20/54 ¦ Finger-protected; dust accumulation-protected, splash-proof | (0.46, 0.41) SDCM <lt/>5 |  | 220 to 240 V | 2.5 A | 0.1 ms |  |  | Yes | 38° | +/-10% |  | 10% (depends on dimmer, ELV) | IK03 ¦ 0.3 J |  |  |  |  | 1 unit |  | 40 | Polycarbonate | Wide beam |  | - | Polycarbonate |  |  | 95 mm | 60 mm | [6 empty] | +/-10% | Safety class II | - |  | No |  | 21 |  |  | 5 years |  | ADAM-20171115170423423 | https://www.assets.signify.com/is/image/Signify/2a6489f3d6094848af8ba82c0108e0ca | ADAM-b83059452e624c509065ae7c000a84ff | https://www.assets.signify.com/is/content/Signify/fp911401824584-pss-global |  |  | ADAM-324abd87df134bc5bd14ae5b00e69526 | https://www.assets.signify.com/is/image/Signify/3ec842a71aeb4ee6b49fae5b00e6994f | ADAM-76953df8f56f42daade8ae6f007255d0 | https://www.assets.signify.com/is/content/Signify/7133e57f49c74a36acb9ae6f00726dae |  |  |  |  | ADAM-f29d87e012384ac1b453ae950015ceb5 | https://www.docs.signify.com/assets/ies/_rs150bled6s827wbd78psr.ies | [14 empty] | ADAM-3cd924bcb345446b90f4ae950015cd1c | https://www.docs.signify.com/assets/emd/_rs150bled6s827wbd78psr.ldt | [6 empty] | 70 |  |  | 660 lumen | Aluminum |  | <gt/>80 | 2700 K | 7.2 W | 90 lm/W | 50 or 60 Hz | 827 warm white | 660 lumen |  | 7.2 W | 0.9 | [5 empty] | https://www.lighting.philips.com/link/911401824584_EU/prd/aa/en
FP-911401826382 | WL070V LED11S/830 PSU II WH | 911401826382 | 2020-11-30 00:00:00 |  |  | IP65 ¦ Dust penetration-protected, jet-proof |  |  |  | 3000 K |  |  |  |  | No | [8 empty] | -20 to +40 °C |  | - W | 120 degree(s) | [5 empty] | - | Yes | Push-in connector 3-pole | No |  |  | Yes | Power supply unit (On/Off) |  |  | - |  | - |  | For mounting on normally flammable surfaces |  | Temperature 850 °C, duration 30 s | Polycarbonate | IP65 ¦ Dust penetration-protected, jet-proof | (0.4338, 0.4030)SDCM ≤5 | 11 W | 220 to 240 V | 20 A | 0.04 ms |  |  | No | 120° x 120° | +/-10% |  | Not applicable | IK08 ¦ 5 J vandal-protected |  |  |  |  | 1 unit |  | 35 | Polycarbonate | Symmetrical |  | Opal | Polycarbonate |  |  | 285 mm | 64 mm | [6 empty] | +/-10% | Safety class II | - |  | Not applicable |  | 25 |  |  | 3 years |  | ADAM-e04b91190c074219ac00aced00f37e8e | https://www.assets.signify.com/is/image/Signify/995193acfdf74e5e9d4daced00f38b6e | ADAM-bc74386288c44b7f9c1fad2e0021912d | https://www.assets.signify.com/is/content/Signify/fp911401826382-pss-global |  |  | ADAM-74cd92c7a0f34391b38eaced00f3ad17 | https://www.assets.signify.com/is/image/Signify/c00ddba99c5241b7a802aced00f3b13c | ADAM-c68c84d2329e4e77bc99ad3b00b48ac1 | https://www.assets.signify.com/is/content/Signify/b0f771e1462a428ca75cad3b00b49158 | [24 empty] | ADAM-4f7278791ee747be8f5fb00d01093199 | https://www.assets.signify.com/is/content/Signify/1609c4d1731c402d821fb00d01094118 |  |  | L70 |  |  | 1100 lumen | White |  | <gt/>80 | 3000 K | 11 W | 95 lm/W | 50 or 60 Hz | 830 warm white | 1100 lumen |  | 11 W | 0.9 | [5 empty] | https://www.lighting.philips.com/link/911401826382_EU/prd/aa/en
FP-911401826482 | WL070V LED11S/840 PSU II WH | 911401826482 | 2020-11-30 00:00:00 |  |  | IP65 ¦ Dust penetration-protected, jet-proof |  |  |  | 4000 K |  |  |  |  | No | [8 empty] | -20 to +40 °C |  | - W | 120 degree(s) | [5 empty] | - | Yes | Push-in connector 3-pole | No |  |  | Yes | Power supply unit (On/Off) |  |  | - |  | - |  | For mounting on normally flammable surfaces |  | Temperature 850 °C, duration 30 s | Polycarbonate | IP65 ¦ Dust penetration-protected, jet-proof | (0.3818, 0.3797)SDCM ≤5 | 11 W | 220 to 240 V | 20 A | 0.04 ms |  |  | No | 120° x 120° | +/-10% |  | Not applicable | IK08 ¦ 5 J vandal-protected |  |  |  |  | 1 unit |  | 35 | Polycarbonate | Symmetrical |  | Opal | Polycarbonate |  |  | 285 mm | 64 mm | [6 empty] | +/-10% | Safety class II | - |  | Not applicable |  | 25 |  |  | 3 years |  | ADAM-e04b91190c074219ac00aced00f37e8e | https://www.assets.signify.com/is/image/Signify/995193acfdf74e5e9d4daced00f38b6e | ADAM-581108faffc64bc7a7fbad2e002243a3 | https://www.assets.signify.com/is/content/Signify/fp911401826482-pss-global |  |  | ADAM-74cd92c7a0f34391b38eaced00f3ad17 | https://www.assets.signify.com/is/image/Signify/c00ddba99c5241b7a802aced00f3b13c | ADAM-c68c84d2329e4e77bc99ad3b00b48ac1 | https://www.assets.signify.com/is/content/Signify/b0f771e1462a428ca75cad3b00b49158 | [24 empty] | ADAM-4f7278791ee747be8f5fb00d01093199 | https://www.assets.signify.com/is/content/Signify/1609c4d1731c402d821fb00d01094118 |  |  | L70 |  |  | 1100 lumen | White |  | <gt/>80 | 4000 K | 11 W | 100 lm/W | 50 or 60 Hz | 840 neutral white | 1100 lumen |  | 11 W | 0.9 | [5 empty] | https://www.lighting.philips.com/link/911401826482_EU/prd/aa/en
FP-911401826582 | WL070V LED17S/830 PSU II WH | 911401826582 | 2020-11-30 00:00:00 |  |  | IP65 ¦ Dust penetration-protected, jet-proof |  |  |  | 3000 K |  |  |  |  | No | [8 empty] | -20 to +40 °C |  | - W | 120 degree(s) | [5 empty] | - | Yes | Push-in connector 3-pole | No |  |  | Yes | Power supply unit (On/Off) |  |  | - |  | - |  | For mounting on normally flammable surfaces |  | Temperature 850 °C, duration 30 s | Polycarbonate | IP65 ¦ Dust penetration-protected, jet-proof | (0.4338, 0.4030)SDCM ≤5 | 17 W | 220 to 240 V | 20 A | 0.04 ms |  |  | No | 120° x 120° | +/-10% |  | Not applicable | IK08 ¦ 5 J vandal-protected |  |  |  |  | 1 unit |  | 35 | Polycarbonate | Symmetrical |  | Opal | Polycarbonate |  |  | 285 mm | 64 mm | [6 empty] | +/-10% | Safety class II | - |  | Not applicable |  | 25 |  |  | 3 years |  | ADAM-e04b91190c074219ac00aced00f37e8e | https://www.assets.signify.com/is/image/Signify/995193acfdf74e5e9d4daced00f38b6e | ADAM-a2c01adca2714397a1d6ad2e0022eb78 | https://www.assets.signify.com/is/content/Signify/fp911401826582-pss-global |  |  | ADAM-74cd92c7a0f34391b38eaced00f3ad17 | https://www.assets.signify.com/is/image/Signify/c00ddba99c5241b7a802aced00f3b13c | ADAM-c68c84d2329e4e77bc99ad3b00b48ac1 | https://www.assets.signify.com/is/content/Signify/b0f771e1462a428ca75cad3b00b49158 | [24 empty] | ADAM-4f7278791ee747be8f5fb00d01093199 | https://www.assets.signify.com/is/content/Signify/1609c4d1731c402d821fb00d01094118 |  |  | L70 |  |  | 1700 lumen | White |  | <gt/>80 | 3000 K | 17 W | 95 lm/W | 50 or 60 Hz | 830 warm white | 1700 lumen |  | 17 W | 0.9 | [5 empty] | https://www.lighting.philips.com/link/911401826582_EU/prd/aa/en
FP-911401826583 | PILA BVP008 100W 4000K | 911401826583 | 2021-04-23 00:00:00 |  |  | IP65 ¦ Dust penetration-protected, jet-proof |  |  |  | 4000 K |  |  |  |  | No | [8 empty] | -40 to +50 °C |  | 100 W | [6 empty] | Cable 0.6 m without plug | Yes | Flying leads/wires | No |  |  | Yes | Power supply unit (On/Off) | 0.046 m² | - W | - |  | Steel |  | - |  |  | Aluminum die-cast | IP65 ¦ Dust penetration-protected, jet-proof | (0.380, 0.380) SDCM <lt/>6 | - W | 220 to 240 V | 1.84 A | 0.092 ms | - | LED | No | 110° x 110° | +/-10% |  | Not applicable | IK06 ¦ 1 J |  |  |  | Mounting bracket adjustable | 1 unit |  | 21 | Glass |  | Symmetrical | Clear | Tempered glass | Flat | Glass |  | 38 mm | 324 mm | 204 mm |  |  |  |  | +/-10% | Safety class I | Polycarbonate | - |  | EN61547 (L-L 2kV, L-G 4kV) kV |  |  |  | 2 years |  | ADAM-d9f8999d512f4d6a8379ad3a00a494f3 | https://www.assets.signify.com/is/image/Signify/cca33743092e424e8b06ad3a00a49933 |  |  |  |  | ADAM-6591166339d84d138a46ad3a00a510f7 | https://www.assets.signify.com/is/image/Signify/1049eff856e041798b4dad3a00a5121e | [28 empty] | 70 |  |  |  |  | 9000 lumen | Black |  | <gt/>80 | 4000 K | 100 W | 95 lm/W | 50 or 60 Hz | 840 neutral white | 9000 lumen |  | 100 W | 0.9 | [5 empty] | https://www.lighting.philips.com/link/911401826583_EU/prd/aa/en
FP-911401826682 | WL070V LED17S/840 PSU II WH | 911401826682 | 2020-11-30 00:00:00 |  |  | IP65 ¦ Dust penetration-protected, jet-proof |  |  |  | 4000 K |  |  |  |  | No | [8 empty] | -20 to +40 °C |  | - W | 120 degree(s) | [5 empty] | - | Yes | Push-in connector 3-pole | No |  |  | Yes | Power supply unit (On/Off) |  |  | - |  | - |  | For mounting on normally flammable surfaces |  | Temperature 850 °C, duration 30 s | Polycarbonate | IP65 ¦ Dust penetration-protected, jet-proof | (0.3818, 0.3797)SDCM ≤5 | 17 W | 220 to 240 V | 20 A | 0.04 ms |  |  | No | 120° x 120° | +/-10% |  | Not applicable | IK08 ¦ 5 J vandal-protected |  |  |  |  | 1 unit |  | 35 | Polycarbonate | Symmetrical |  | Opal | Polycarbonate |  |  | 285 mm | 64 mm | [6 empty] | +/-10% | Safety class II | - |  | Not applicable |  | 25 |  |  | 3 years |  | ADAM-e04b91190c074219ac00aced00f37e8e | https://www.assets.signify.com/is/image/Signify/995193acfdf74e5e9d4daced00f38b6e | ADAM-ba2a667cfba140869c0ead2e0022dc5e | https://www.assets.signify.com/is/content/Signify/fp911401826682-pss-global |  |  | ADAM-74cd92c7a0f34391b38eaced00f3ad17 | https://www.assets.signify.com/is/image/Signify/c00ddba99c5241b7a802aced00f3b13c | ADAM-c68c84d2329e4e77bc99ad3b00b48ac1 | https://www.assets.signify.com/is/content/Signify/b0f771e1462a428ca75cad3b00b49158 | [24 empty] | ADAM-4f7278791ee747be8f5fb00d01093199 | https://www.assets.signify.com/is/content/Signify/1609c4d1731c402d821fb00d01094118 |  |  | L70 |  |  | 1700 lumen | White |  | <gt/>80 | 4000 K | 17 W | 100 lm/W | 50 or 60 Hz | 840 neutral white | 1700 lumen |  | 17 W | 0.9 | [5 empty] | https://www.lighting.philips.com/link/911401826682_EU/prd/aa/en
FP-911401826782 | WL070V LED17S/830 PSU MDU II WH | 911401826782 | 2020-11-30 00:00:00 |  |  | IP65 ¦ Dust penetration-protected, jet-proof |  |  |  | 3000 K |  |  |  |  | No | [8 empty] | -20 to +40 °C |  | - W | 120 degree(s) | [5 empty] | - | Yes | Push-in connector 3-pole | No | Sensor-based dim |  | Yes | Power supply unit (On/Off) |  |  | - |  | - |  | For mounting on normally flammable surfaces |  | Temperature 850 °C, duration 30 s | Polycarbonate | IP65 ¦ Dust penetration-protected, jet-proof | (0.4338, 0.4030)SDCM ≤5 | 19 W | 220 to 240 V | 7.3 A | 0.14 ms |  |  | No | 120° x 120° | +/-10% |  | Not applicable | IK08 ¦ 5 J vandal-protected |  |  |  |  | 1 unit |  | 35 | Polycarbonate | Symmetrical |  | Opal | Polycarbonate |  |  | 285 mm | 64 mm | [6 empty] | +/-10% | Safety class II | - |  | Yes (relates to presence/ movement detection and daylight harvesting) |  | 25 |  |  | 3 years |  | ADAM-e04b91190c074219ac00aced00f37e8e | https://www.assets.signify.com/is/image/Signify/995193acfdf74e5e9d4daced00f38b6e | ADAM-0c5c2cbd0370425bb95ead2e00228f4b | https://www.assets.signify.com/is/content/Signify/fp911401826782-pss-global |  |  | ADAM-74cd92c7a0f34391b38eaced00f3ad17 | https://www.assets.signify.com/is/image/Signify/c00ddba99c5241b7a802aced00f3b13c | ADAM-c68c84d2329e4e77bc99ad3b00b48ac1 | https://www.assets.signify.com/is/content/Signify/b0f771e1462a428ca75cad3b00b49158 | [24 empty] | ADAM-4f7278791ee747be8f5fb00d01093199 | https://www.assets.signify.com/is/content/Signify/1609c4d1731c402d821fb00d01094118 |  |  | L70 |  |  | 1700 lumen | White |  | <gt/>80 | 3000 K | 19 W | 85 lm/W | 50 or 60 Hz | 830 warm white | 1700 lumen |  | 19 W | 0.9 | [5 empty] | https://www.lighting.philips.com/link/911401826782_EU/prd/aa/en
FP-911401826882 | WL070V LED17S/840 PSU MDU II WH | 911401826882 | 2020-11-30 00:00:00 |  |  | IP65 ¦ Dust penetration-protected, jet-proof |  |  |  | 4000 K |  |  |  |  | No | [8 empty] | -20 to +40 °C |  | - W | 120 degree(s) | [5 empty] | - | Yes | Push-in connector 3-pole | No | Sensor-based dim |  | Yes | Power supply unit (On/Off) |  |  | - |  | - |  | For mounting on normally flammable surfaces |  | Temperature 850 °C, duration 30 s | Polycarbonate | IP65 ¦ Dust penetration-protected, jet-proof | (0.3818, 0.3797)SDCM ≤5 | 19 W | 220 to 240 V | 7.3 A | 0.14 ms |  |  | No | 120° x 120° | +/-10% |  | Not applicable | IK08 ¦ 5 J vandal-protected |  |  |  |  | 1 unit |  | 35 | Polycarbonate | Symmetrical |  | Opal | Polycarbonate |  |  | 285 mm | 64 mm | [6 empty] | +/-10% | Safety class II | - |  | Yes (relates to presence/ movement detection and daylight harvesting) |  | 25 |  |  | 3 years |  | ADAM-e04b91190c074219ac00aced00f37e8e | https://www.assets.signify.com/is/image/Signify/995193acfdf74e5e9d4daced00f38b6e | ADAM-4d82c88b07774b56a42cad2e001fd9e8 | https://www.assets.signify.com/is/content/Signify/fp911401826882-pss-global |  |  | ADAM-74cd92c7a0f34391b38eaced00f3ad17 | https://www.assets.signify.com/is/image/Signify/c00ddba99c5241b7a802aced00f3b13c | ADAM-c68c84d2329e4e77bc99ad3b00b48ac1 | https://www.assets.signify.com/is/content/Signify/b0f771e1462a428ca75cad3b00b49158 | [24 empty] | ADAM-4f7278791ee747be8f5fb00d01093199 | https://www.assets.signify.com/is/content/Signify/1609c4d1731c402d821fb00d01094118 |  |  | L70 |  |  | 1700 lumen | White |  | <gt/>80 | 4000 K | 19 W | 85 lm/W | 50 or 60 Hz | 840 neutral white | 1700 lumen |  | 19 W | 0.9 | [5 empty] | https://www.lighting.philips.com/link/911401826882_EU/prd/aa/en
FP-911401827884 | WT210C LED50S/840 PSU TW1 PMMA L1200 | 911401827884 | 2022-04-08 00:00:00 |  |  | IP69K ¦ Dust penetration-protected, pressure watertight 80 °C |  |  |  | 4000 K |  |  |  |  | No | [8 empty] | -20 to +40 °C | [8 empty] | - | Yes | Push-in connector 3-pole | No |  |  | Yes | Power supply unit (On/Off) |  |  | ENEC mark |  | Stainless steel |  | For mounting on easily flammable surfaces |  | Temperature 650 °C, duration 30 s | Plastic | IP69K ¦ Dust penetration-protected, pressure watertight 80 °C | (0.38,0.38)SDCM3 |  | 220 to 240 V | 20 A | 0.15 ms |  |  | No | 130° | +/-10% |  | Not applicable | IK06 ¦ 1 J |  |  |  |  | 1 unit |  | 30 | Polymethyl methacrylate | Very wide beam |  | Opal | Polymethyl methacrylate |  |  | 69 mm | 69 mm | 1340 mm | 69 mm |  |  |  |  | +/-10% | Safety class I | Aluminum |  | Not applicable |  | 26 |  |  | 5 years |  | ADAM-90fbf9cb23d243349a8faec900cec1dd | https://www.assets.signify.com/is/image/Signify/a4afb31fb9bd4f01a221aec900ced41a | ADAM-59d5982961604ba69c4caee800297f21 | https://www.assets.signify.com/is/content/Signify/fp911401827884-pss-global |  |  | ADAM-8b088d605ef64fbf9335af4200db484f | https://www.assets.signify.com/is/image/Signify/1ad9638835b043608d3daf4200db498c | ADAM-214fcf78de8b4617a347afcb00f295dc | https://www.assets.signify.com/is/content/Signify/7b16ed516e524d0aabe8afcb00f298eb |  |  | ADAM-295a10420a8b4d689228af4200db70a4 | https://www.docs.signify.com/assets/3d8/coreline+tubular+waterproof+revit+wt210c+pmma_signify.rfa | ADAM-073194832efc440c9bdcaed700ab9430 | https://www.docs.signify.com/assets/ies/_wt210cled50s840pmmapsul1200.ies | [14 empty] | ADAM-0e2b9edc7e1940bbb4a8aed700ab9969 | https://www.docs.signify.com/assets/emd/_wt210cled50s840pmmapsul1200.ldt | [6 empty] | L80 |  |  | 5000 lumen | White |  | <gt/>80 | 4000 K | 39 W | 128 lm/W | 50 or 60 Hz | 840 neutral white | 5000 lumen |  | 39 W | 0.9 | [5 empty] | https://www.lighting.philips.com/link/911401827884_EU/prd/aa/en
FP-911401827984 | WT210C LED70S/840 PSU TW1 PMMA L1500 | 911401827984 | 2022-04-08 00:00:00 |  |  | IP69K ¦ Dust penetration-protected, pressure watertight 80 °C |  |  |  | 4000 K |  |  |  |  | No | [8 empty] | -20 to +40 °C | [8 empty] | - | Yes | Push-in connector 3-pole | No |  |  | Yes | Power supply unit (On/Off) |  |  | ENEC mark |  | Stainless steel |  | For mounting on easily flammable surfaces |  | Temperature 650 °C, duration 30 s | Plastic | IP69K ¦ Dust penetration-protected, pressure watertight 80 °C | (0.38,0.38)SDCM3 |  | 220 to 240 V | 40 A | 0.1 ms |  |  | No | 130° | +/-10% |  | Not applicable | IK06 ¦ 1 J |  |  |  |  | 1 unit |  | 18 | Polymethyl methacrylate | Very wide beam |  | Opal | Polymethyl methacrylate |  |  | 69 mm | 69 mm | 1640 mm | 69 mm |  |  |  |  | +/-10% | Safety class I | Aluminum |  | Not applicable |  | 26 |  |  | 5 years |  | ADAM-5ae5e8dfa8484b6d8935aec900ceda01 | https://www.assets.signify.com/is/image/Signify/14d9e1c38ba14acaa4ceaec900cf078e | ADAM-fc23ef597c644680950aaee8002504b9 | https://www.assets.signify.com/is/content/Signify/fp911401827984-pss-global |  |  | ADAM-73843015ff674ee4b882af4200db43b8 | https://www.assets.signify.com/is/image/Signify/bb0c0403507c47a6912eaf4200db46e0 | ADAM-214fcf78de8b4617a347afcb00f295dc | https://www.assets.signify.com/is/content/Signify/7b16ed516e524d0aabe8afcb00f298eb |  |  | ADAM-295a10420a8b4d689228af4200db70a4 | https://www.docs.signify.com/assets/3d8/coreline+tubular+waterproof+revit+wt210c+pmma_signify.rfa | ADAM-42bc4b49ed024147a8c7aed700abaa92 | https://www.docs.signify.com/assets/ies/_wt210cled70s840pmmapsul1500.ies | [14 empty] | ADAM-755604ad981c4b4c88ddaed700abb070 | https://www.docs.signify.com/assets/emd/_wt210cled70s840pmmapsul1500.ldt | [6 empty] | L80 |  |  | 7000 lumen | White |  | <gt/>80 | 4000 K | 54 W | 130 lm/W | 50 or 60 Hz | 840 neutral white | 7000 lumen |  | 54 W | 0.9 | [5 empty] | https://www.lighting.philips.com/link/911401827984_EU/prd/aa/en
FP-911401828084 | WT210C LED50S/840 PSU TW1 PC L1200 | 911401828084 | 2022-04-08 00:00:00 |  |  | IP68 ¦ Dust penetration-protected, pressure watertight |  |  |  | 4000 K |  |  |  |  | No | [8 empty] | -20 to +40 °C | [8 empty] | - | Yes | Push-in connector 3-pole | No |  |  | Yes | Power supply unit (On/Off) |  |  | ENEC mark |  | Stainless steel |  | For mounting on normally flammable surfaces |  | Temperature 850 °C, duration 30 s | Polycarbonate | IP68 ¦ Dust penetration-protected, pressure watertight | (0.38,0.38)SDCM3 |  | 220 to 240 V | 20 A | 0.15 ms |  |  | No | 130° | +/-10% |  | Not applicable | IK10 ¦ 20 J vandal-resistant |  |  |  |  | 1 unit |  | 30 | Polycarbonate | Very wide beam |  | Opal | Polycarbonate |  |  | 82.5 mm | 82.5 mm | 1315 mm | 82.5 mm |  |  |  |  | +/-10% | Safety class I | Aluminum |  | Not applicable |  | 26 |  |  | 5 years |  | ADAM-44e7d16baa3643899b17aec900cea0fc | https://www.assets.signify.com/is/image/Signify/ca933189663949c49700aec900ceae52 | ADAM-14769712a6564ba088b8aee80024ebae | https://www.assets.signify.com/is/content/Signify/fp911401828084-pss-global |  |  | ADAM-ba9bd56d1e564879b1d7af4200db4105 | https://www.assets.signify.com/is/image/Signify/10311519d518487a85cdaf4200db42bc | ADAM-58c4d9a313094c4b8b48afcb00f2912a | https://www.assets.signify.com/is/content/Signify/d73110481d0946008467afcb00f29501 |  |  | ADAM-eb03a8efaa384d748d8faf4200db6ccd | https://www.docs.signify.com/assets/3d8/coreline+tubular+waterproof+revit+wt210c+pc_signify.rfa | ADAM-69f3cae3395e4aa5b521aed700ab5c66 | https://www.docs.signify.com/assets/ies/_wt210cled50s840pcpsul1200.ies | [14 empty] | ADAM-9c8e8c91d3264c6f8f41aed700ab60de | https://www.docs.signify.com/assets/emd/_wt210cled50s840pcpsul1200.ldt | [6 empty] | L80 |  |  | 5000 lumen | White |  | <gt/>80 | 4000 K | 39 W | 128 lm/W | 50 or 60 Hz | 840 neutral white | 5000 lumen |  | 39 W | 0.9 | [5 empty] | https://www.lighting.philips.com/link/911401828084_EU/prd/aa/en
FP-911401828184 | WT210C LED70S/840 PSU TW1 PC L1500 | 911401828184 | 2022-04-08 00:00:00 |  |  | IP68 ¦ Dust penetration-protected, pressure watertight |  |  |  | 4000 K |  |  |  |  | No | [8 empty] | -20 to +40 °C | [8 empty] | - | Yes | Push-in connector 3-pole | No |  |  | Yes | Power supply unit (On/Off) |  |  | ENEC mark |  | Stainless steel |  | For mounting on normally flammable surfaces |  | Temperature 850 °C, duration 30 s | Polycarbonate | IP68 ¦ Dust penetration-protected, pressure watertight | (0.38,0.38)SDCM3 |  | 220 to 240 V | 40 A | 0.1 ms |  |  | No | 130° | +/-10% |  | Not applicable | IK10 ¦ 20 J vandal-resistant |  |  |  |  | 1 unit |  | 18 | Polycarbonate | Very wide beam |  | Opal | Polycarbonate |  |  | 82.5 mm | 82.5 mm | 1615 mm | 82.5 mm |  |  |  |  | +/-10% | Safety class I | Aluminum |  | Not applicable |  | 26 |  |  | 5 years |  | ADAM-7509948ad87e400fb892aec900ceb0fb | https://www.assets.signify.com/is/image/Signify/648fb5923bfb47748c6eaec900cebccb | ADAM-9985177c5c9b466ca481aee8002a9fa9 | https://www.assets.signify.com/is/content/Signify/fp911401828184-pss-global |  |  | ADAM-58c8d0d174f64fa6bcc0af4200db3b11 | https://www.assets.signify.com/is/image/Signify/9d442929270043f4be67af4200db3de9 | ADAM-58c4d9a313094c4b8b48afcb00f2912a | https://www.assets.signify.com/is/content/Signify/d73110481d0946008467afcb00f29501 |  |  | ADAM-eb03a8efaa384d748d8faf4200db6ccd | https://www.docs.signify.com/assets/3d8/coreline+tubular+waterproof+revit+wt210c+pc_signify.rfa | ADAM-52743b7ac614444a8c08aed700ab76b8 | https://www.docs.signify.com/assets/ies/_wt210cled70s840pcpsul1500.ies | [14 empty] | ADAM-1769b0f6006648fabce8aed700ab8194 | https://www.docs.signify.com/assets/emd/_wt210cled70s840pcpsul1500.ldt | [6 empty] | L80 |  |  | 7000 lumen | White |  | <gt/>80 | 4000 K | 54 W | 130 lm/W | 50 or 60 Hz | 840 neutral white | 7000 lumen |  | 54 W | 0.9 | [5 empty] | https://www.lighting.philips.com/link/911401828184_EU/prd/aa/en
FP-911401828583 | PILA BVP008 200W 4000K | 911401828583 | 2021-04-23 00:00:00 |  |  | IP65 ¦ Dust penetration-protected, jet-proof |  |  |  | 4000 K |  |  |  |  | No | [8 empty] | -40 to +50 °C |  | 200 W | [6 empty] | Cable 0.6 m without plug | Yes | Flying leads/wires | No |  |  | Yes | Power supply unit (On/Off) | 0.1 m² | - W | - |  | Steel |  | - |  |  | Aluminum die-cast | IP65 ¦ Dust penetration-protected, jet-proof | (0.380, 0.380) SDCM <lt/>6 | - W | 220 to 240 V | 2.73 A | 0.095 ms | - | LED | No | 110° x 110° | +/-10% |  | Not applicable | IK06 ¦ 1 J |  |  |  | Mounting bracket adjustable | 1 unit |  | 10 | Glass |  | Symmetrical | Clear | Tempered glass | Flat | Glass |  | 45 mm | 452 mm | 342 mm |  |  |  |  | +/-10% | Safety class I | Polycarbonate | - |  | EN61547 (L-L 2kV, L-G 4kV) kV |  |  |  | 2 years |  | ADAM-d9f8999d512f4d6a8379ad3a00a494f3 | https://www.assets.signify.com/is/image/Signify/cca33743092e424e8b06ad3a00a49933 |  |  |  |  | ADAM-e60aa5a9759647fe8ab0ad3a00a51595 | https://www.assets.signify.com/is/image/Signify/773eb20f1c8042b8a67dad3a00a51663 | [28 empty] | 70 |  |  |  |  | 9500 lumen | Black |  | <gt/>80 | 4000 K | 200 W | 95 lm/W | 50 or 60 Hz | 840 neutral white | 9500 lumen |  | 200 W | 0.9 | [5 empty] | https://www.lighting.philips.com/link/911401828583_EU/prd/aa/en
FP-911401833584 | BN126C LED22S/840 PSU L600 | 911401833584 | 2022-04-06 00:00:00 |  |  | IP20 ¦ Finger-protected |  |  |  | 4000 K |  |  |  |  | No | [8 empty] | -20 to +40 °C | [8 empty] | - | CE mark | Push-in connector 3-pole | No |  |  | Yes | Power supply unit (On/Off) |  |  | ENEC mark |  | - |  | For mounting on normally flammable surfaces |  | Temperature 650 °C, duration 30 s | Steel | IP20 ¦ Finger-protected | (0.38, 0.38) SDCM≤3 |  | 220-240 V | 8.3 A | 0.345 ms |  |  | No | 120° | +/-10% |  |  | IK04 ¦ 0.5 J standard plus |  |  |  |  | 1 unit |  | 25 | Polycarbonate | Beam angle 120° |  | Opal | Polycarbonate |  |  |  | 65 mm | 600 mm | 65 mm |  |  |  |  | +/-10% | Safety class I | - |  | Not applicable |  | 26 |  |  | 5 years |  | ADAM-c2604fba7b00492d9dc0ab270098c380 | https://www.assets.signify.com/is/image/Signify/9ea4fec8f51c43cfacedab270098ca6d | ADAM-f17c10f38ad8425293fbaeec00ea10ed | https://www.assets.signify.com/is/content/Signify/fp911401833584-pss-global |  |  | ADAM-a80723926dc94039ad64af3900b6c260 | https://www.assets.signify.com/is/image/Signify/33a3ba2688e44335979daf3900b6c31d | ADAM-9b78fb6583ff4d49bb57b00a009c10d1 | https://www.assets.signify.com/is/content/Signify/dccb17492b9c438195bbb00a009c10cf |  |  |  |  | ADAM-621ae9e8dbfb44de8909aecb00cc4a9c | https://www.docs.signify.com/assets/ies/_bn126cled22s840psul600.ies | [14 empty] | ADAM-94927c17015b4cb897a7aecb00cc461a | https://www.docs.signify.com/assets/emd/_bn126cled22s840psul600.ldt |  |  | ADAM-6b69a7136abf4538a1f3acef00f5dbbd | https://www.assets.signify.com/is/content/Signify/39d471d8306343c7adf5acef00f5f9f5 |  |  | 85 | 70 |  | 2200 lumen | White |  | <gt/>80 | 4000 K | 17 W | 130 lm/W | 50 or 60 Hz | 840 neutral white | 2200 lumen |  | 17 W | 0.9 | [5 empty] | https://www.lighting.philips.com/link/911401833584_EU/prd/aa/en
FP-911401833684 | BN126C LED20S/830 PSU L600 | 911401833684 | 2022-04-06 00:00:00 |  |  | IP20 ¦ Finger-protected |  |  |  | 3000 K |  |  |  |  | No | [8 empty] | -20 to +40 °C | [8 empty] | - | CE mark | Push-in connector 3-pole | No |  |  | Yes | Power supply unit (On/Off) |  |  | ENEC mark |  | - |  | For mounting on normally flammable surfaces |  | Temperature 650 °C, duration 30 s | Steel | IP20 ¦ Finger-protected | (0.43, 0.40) SDCM≤3 |  | 220-240 V | 8.3 A | 0.345 ms |  |  | No | 120° | +/-10% |  |  | IK04 ¦ 0.5 J standard plus |  |  |  |  | 1 unit |  | 25 | Polycarbonate | Beam angle 120° |  | Opal | Polycarbonate |  |  |  | 65 mm | 600 mm | 65 mm |  |  |  |  | +/-10% | Safety class I | - |  | Not applicable |  | 26 |  |  | 5 years |  | ADAM-c2604fba7b00492d9dc0ab270098c380 | https://www.assets.signify.com/is/image/Signify/9ea4fec8f51c43cfacedab270098ca6d | ADAM-e00fbe35ff4941b8a876aeec0143f9d4 | https://www.assets.signify.com/is/content/Signify/fp911401833684-pss-global |  |  | ADAM-a80723926dc94039ad64af3900b6c260 | https://www.assets.signify.com/is/image/Signify/33a3ba2688e44335979daf3900b6c31d | ADAM-9b78fb6583ff4d49bb57b00a009c10d1 | https://www.assets.signify.com/is/content/Signify/dccb17492b9c438195bbb00a009c10cf |  |  |  |  | ADAM-d620e1829b8241bc89c3aecb00cc51f3 | https://www.docs.signify.com/assets/ies/_bn126cled20s830psul600.ies | [14 empty] | ADAM-3c9c6e3d48834f14b173aecb00cc5112 | https://www.docs.signify.com/assets/emd/_bn126cled20s830psul600.ldt |  |  | ADAM-6b69a7136abf4538a1f3acef00f5dbbd | https://www.assets.signify.com/is/content/Signify/39d471d8306343c7adf5acef00f5f9f5 |  |  | 85 | 70 |  | 2000 lumen | White |  | <gt/>80 | 3000 K | 17 W | 120 lm/W | 50 or 60 Hz | 830 warm white | 2000 lumen |  | 17 W | 0.9 | [5 empty] | https://www.lighting.philips.com/link/911401833684_EU/prd/aa/en
FP-911401833784 | BN126C LED25S/840 PSU L1200 | 911401833784 | 2022-04-06 00:00:00 |  |  | IP20 ¦ Finger-protected |  |  |  | 4000 K |  |  |  |  | No | [8 empty] | -20 to +40 °C | [8 empty] | - | CE mark | Push-in connector 3-pole | No |  |  | Yes | Power supply unit (On/Off) |  |  | ENEC mark |  | - |  | For mounting on normally flammable surfaces |  | Temperature 650 °C, duration 30 s | Steel | IP20 ¦ Finger-protected | (0.38, 0.38) SDCM≤3 |  | 220-240 V | 8.3 A | 0.332 ms |  |  | No | 120° | +/-10% |  |  | IK04 ¦ 0.5 J standard plus |  |  |  |  | 1 unit |  | 25 | Polycarbonate | Beam angle 120° |  | Opal | Polycarbonate |  |  |  | 65 mm | 1135 mm | 65 mm |  |  |  |  | +/-10% | Safety class I | - |  | Not applicable |  | 26 |  |  | 5 years |  | ADAM-176e557c9604470992c5ab270098e6ee | https://www.assets.signify.com/is/image/Signify/8114f86b2b174003ac11ab270098eba8 | ADAM-0507f368a8d24f2fa803aeec00e5c568 | https://www.assets.signify.com/is/content/Signify/fp911401833784-pss-global |  |  | ADAM-9261740a3edb4a74a586af3900b6c3c8 | https://www.assets.signify.com/is/image/Signify/3698e06515b344a480e9af3900b6c466 | ADAM-9b78fb6583ff4d49bb57b00a009c10d1 | https://www.assets.signify.com/is/content/Signify/dccb17492b9c438195bbb00a009c10cf |  |  |  |  | ADAM-77069dd4be3e42eeb173aecb00cc591e | https://www.docs.signify.com/assets/ies/_bn126cled25s840psul1200.ies | [14 empty] | ADAM-0d26137d1ab545a1bee9aecb00cc57bb | https://www.docs.signify.com/assets/emd/_bn126cled25s840psul1200.ldt |  |  | ADAM-6b69a7136abf4538a1f3acef00f5dbbd | https://www.assets.signify.com/is/content/Signify/39d471d8306343c7adf5acef00f5f9f5 |  |  | 85 | 70 |  | 2500 lumen | White |  | <gt/>80 | 4000 K | 18 W | 130 lm/W | 50 or 60 Hz | 840 neutral white | 2500 lumen |  | 18 W | 0.9 | [5 empty] | https://www.lighting.philips.com/link/911401833784_EU/prd/aa/en
FP-911401833884 | BN126C LED23S/830 PSU L1200 | 911401833884 | 2022-04-06 00:00:00 |  |  | IP20 ¦ Finger-protected |  |  |  | 3000 K |  |  |  |  | No | [8 empty] | -20 to +40 °C | [8 empty] | - | CE mark | Push-in connector 3-pole | No |  |  | Yes | Power supply unit (On/Off) |  |  | ENEC mark |  | - |  | For mounting on normally flammable surfaces |  | Temperature 650 °C, duration 30 s | Steel | IP20 ¦ Finger-protected | (0.43, 0.40) SDCM≤3 |  | 220-240 V | 8.3 A | 0.332 ms |  |  | No | 120° | +/-10% |  |  | IK04 ¦ 0.5 J standard plus |  |  |  |  | 1 unit |  | 25 | Polycarbonate | Beam angle 120° |  | Opal | Polycarbonate |  |  |  | 65 mm | 1135 mm | 65 mm |  |  |  |  | +/-10% | Safety class I | - |  | Not applicable |  | 26 |  |  | 5 years |  | ADAM-176e557c9604470992c5ab270098e6ee | https://www.assets.signify.com/is/image/Signify/8114f86b2b174003ac11ab270098eba8 | ADAM-2e44e1c0040c4930af30aeec012cf61a | https://www.assets.signify.com/is/content/Signify/fp911401833884-pss-global |  |  | ADAM-9261740a3edb4a74a586af3900b6c3c8 | https://www.assets.signify.com/is/image/Signify/3698e06515b344a480e9af3900b6c466 | ADAM-9b78fb6583ff4d49bb57b00a009c10d1 | https://www.assets.signify.com/is/content/Signify/dccb17492b9c438195bbb00a009c10cf |  |  |  |  | ADAM-840a5d738e85428c8368aecb00cc5fa5 | https://www.docs.signify.com/assets/ies/_bn126cled23s830psul1200.ies | [14 empty] | ADAM-42ec9421f60342c0897daecb00cc5ebd | https://www.docs.signify.com/assets/emd/_bn126cled23s830psul1200.ldt |  |  | ADAM-6b69a7136abf4538a1f3acef00f5dbbd | https://www.assets.signify.com/is/content/Signify/39d471d8306343c7adf5acef00f5f9f5 |  |  | 85 | 70 |  | 2300 lumen | White |  | <gt/>80 | 3000 K | 18 W | 120 lm/W | 50 or 60 Hz | 830 warm white | 2300 lumen |  | 18 W | 0.9 | [5 empty] | https://www.lighting.philips.com/link/911401833884_EU/prd/aa/en
FP-911401833984 | BN126C LED41S/840 PSU L1200 | 911401833984 | 2022-04-06 00:00:00 |  |  | IP20 ¦ Finger-protected |  |  |  | 4000 K |  |  |  |  | No | [8 empty] | -20 to +40 °C | [8 empty] | - | CE mark | Push-in connector 3-pole | No |  |  | Yes | Power supply unit (On/Off) |  |  | ENEC mark |  | - |  | For mounting on normally flammable surfaces |  | Temperature 650 °C, duration 30 s | Steel | IP20 ¦ Finger-protected | (0.38, 0.38) SDCM≤3 |  | 220-240 V | 11.6 A | 0.499 ms |  |  | No | 120° | +/-10% |  |  | IK04 ¦ 0.5 J standard plus |  |  |  |  | 1 unit |  | 13 | Polycarbonate | Beam angle 120° |  | Opal | Polycarbonate |  |  |  | 65 mm | 1135 mm | 65 mm |  |  |  |  | +/-10% | Safety class I | - |  | Not applicable |  | 26 |  |  | 5 years |  | ADAM-176e557c9604470992c5ab270098e6ee | https://www.assets.signify.com/is/image/Signify/8114f86b2b174003ac11ab270098eba8 | ADAM-731ae159cf3a4733ab4faeec013e646d | https://www.assets.signify.com/is/content/Signify/fp911401833984-pss-global |  |  | ADAM-9261740a3edb4a74a586af3900b6c3c8 | https://www.assets.signify.com/is/image/Signify/3698e06515b344a480e9af3900b6c466 | ADAM-9b78fb6583ff4d49bb57b00a009c10d1 | https://www.assets.signify.com/is/content/Signify/dccb17492b9c438195bbb00a009c10cf |  |  |  |  | ADAM-a1111a50cfaa4cb59b38aecb00cc68a3 | https://www.docs.signify.com/assets/ies/_bn126cled41s840psul1200.ies | [14 empty] | ADAM-7e2652e9147f4ff5a711aecb00cc6767 | https://www.docs.signify.com/assets/emd/_bn126cled41s840psul1200.ldt |  |  | ADAM-6b69a7136abf4538a1f3acef00f5dbbd | https://www.assets.signify.com/is/content/Signify/39d471d8306343c7adf5acef00f5f9f5 |  |  | 85 | 70 |  | 4100 lumen | White |  | <gt/>80 | 4000 K | 31 W | 130 lm/W | 50 or 60 Hz | 840 neutral white | 4100 lumen |  | 31 W | 0.9 | [5 empty] | https://www.lighting.philips.com/link/911401833984_EU/prd/aa/en
FP-911401834084 | BN126C LED38S/830 PSU L1200 | 911401834084 | 2022-04-06 00:00:00 |  |  | IP20 ¦ Finger-protected |  |  |  | 3000 K |  |  |  |  | No | [8 empty] | -20 to +40 °C | [8 empty] | - | CE mark | Push-in connector 3-pole | No |  |  | Yes | Power supply unit (On/Off) |  |  | ENEC mark |  | - |  | For mounting on normally flammable surfaces |  | Temperature 650 °C, duration 30 s | Steel | IP20 ¦ Finger-protected | (0.43, 0.40) SDCM≤3 |  | 220-240 V | 11.6 A | 0.499 ms |  |  | No | 120° | +/-10% |  |  | IK04 ¦ 0.5 J standard plus |  |  |  |  | 1 unit |  | 13 | Polycarbonate | Beam angle 120° |  | Opal | Polycarbonate |  |  |  | 65 mm | 1135 mm | 65 mm |  |  |  |  | +/-10% | Safety class I | - |  | Not applicable |  | 26 |  |  | 5 years |  | ADAM-176e557c9604470992c5ab270098e6ee | https://www.assets.signify.com/is/image/Signify/8114f86b2b174003ac11ab270098eba8 | ADAM-c94d099602e64208801aaeec013b9a12 | https://www.assets.signify.com/is/content/Signify/fp911401834084-pss-global |  |  | ADAM-9261740a3edb4a74a586af3900b6c3c8 | https://www.assets.signify.com/is/image/Signify/3698e06515b344a480e9af3900b6c466 | ADAM-9b78fb6583ff4d49bb57b00a009c10d1 | https://www.assets.signify.com/is/content/Signify/dccb17492b9c438195bbb00a009c10cf |  |  |  |  | ADAM-c3df3b20743f4c959a6aaecb00cc6f6b | https://www.docs.signify.com/assets/ies/_bn126cled38s830psul1200.ies | [14 empty] | ADAM-e2543821a43942cc8618aecb00cc6bca | https://www.docs.signify.com/assets/emd/_bn126cled38s830psul1200.ldt |  |  | ADAM-6b69a7136abf4538a1f3acef00f5dbbd | https://www.assets.signify.com/is/content/Signify/39d471d8306343c7adf5acef00f5f9f5 |  |  | 85 | 70 |  | 3800 lumen | White |  | <gt/>80 | 3000 K | 31 W | 120 lm/W | 50 or 60 Hz | 830 warm white | 3800 lumen |  | 31 W | 0.9 | [5 empty] | https://www.lighting.philips.com/link/911401834084_EU/prd/aa/en
FP-911401834184 | BN126C LED64S/840 PSU L1200 | 911401834184 | 2022-04-06 00:00:00 |  |  | IP20 ¦ Finger-protected |  |  |  | 4000 K |  |  |  |  | No | [8 empty] | -20 to +40 °C | [8 empty] | - | CE mark | Push-in connector 3-pole | No |  |  | Yes | Power supply unit (On/Off) |  |  | ENEC mark |  | - |  | For mounting on normally flammable surfaces |  | Temperature 650 °C, duration 30 s | Steel | IP20 ¦ Finger-protected | (0.38, 0.38) SDCM≤3 |  | 220-240 V | 14.4 A | 0.579 ms |  |  | No | 120° | +/-10% |  |  | IK04 ¦ 0.5 J standard plus |  |  |  |  | 1 unit |  | 9 | Polycarbonate | Beam angle 120° |  | Opal | Polycarbonate |  |  |  | 65 mm | 1135 mm | 65 mm |  |  |  |  | +/-10% | Safety class I | - |  | Not applicable |  | 26 |  |  | 5 years |  | ADAM-176e557c9604470992c5ab270098e6ee | https://www.assets.signify.com/is/image/Signify/8114f86b2b174003ac11ab270098eba8 | ADAM-d710f733319349a5bdd6aeec01184031 | https://www.assets.signify.com/is/content/Signify/fp911401834184-pss-global |  |  | ADAM-9261740a3edb4a74a586af3900b6c3c8 | https://www.assets.signify.com/is/image/Signify/3698e06515b344a480e9af3900b6c466 | ADAM-9b78fb6583ff4d49bb57b00a009c10d1 | https://www.assets.signify.com/is/content/Signify/dccb17492b9c438195bbb00a009c10cf |  |  |  |  | ADAM-6eacb8a2f7d44357b633aecb00cc7567 | https://www.docs.signify.com/assets/ies/_bn126cled64s840psul1200.ies | [14 empty] | ADAM-ec9401ee068d4b7bbc6caecb00cc7480 | https://www.docs.signify.com/assets/emd/_bn126cled64s840psul1200.ldt |  |  | ADAM-6b69a7136abf4538a1f3acef00f5dbbd | https://www.assets.signify.com/is/content/Signify/39d471d8306343c7adf5acef00f5f9f5 |  | 80 | 85 |  |  | 6400 lumen | White |  | <gt/>80 | 4000 K | 49 W | 130 lm/W | 50 or 60 Hz | 840 neutral white | 6400 lumen |  | 49 W | 0.9 | [5 empty] | https://www.lighting.philips.com/link/911401834184_EU/prd/aa/en
FP-911401834284 | BN126C LED60S/830 PSU L1200 | 911401834284 | 2022-04-06 00:00:00 |  |  | IP20 ¦ Finger-protected |  |  |  | 3000 K |  |  |  |  | No | [8 empty] | -20 to +40 °C | [8 empty] | - | CE mark | Push-in connector 3-pole | No |  |  | Yes | Power supply unit (On/Off) |  |  | ENEC mark |  | - |  | For mounting on normally flammable surfaces |  | Temperature 650 °C, duration 30 s | Steel | IP20 ¦ Finger-protected | (0.43, 0.40) SDCM≤3 |  | 220-240 V | 14.4 A | 0.579 ms |  |  | No | 120° | +/-10% |  |  | IK04 ¦ 0.5 J standard plus |  |  |  |  | 1 unit |  | 9 | Polycarbonate | Beam angle 120° |  | Opal | Polycarbonate |  |  |  | 65 mm | 1135 mm | 65 mm |  |  |  |  | +/-10% | Safety class I | - |  | Not applicable |  | 26 |  |  | 5 years |  | ADAM-176e557c9604470992c5ab270098e6ee | https://www.assets.signify.com/is/image/Signify/8114f86b2b174003ac11ab270098eba8 | ADAM-82e6969d6a75409e9dafaeec01547dff | https://www.assets.signify.com/is/content/Signify/fp911401834284-pss-global |  |  | ADAM-9261740a3edb4a74a586af3900b6c3c8 | https://www.assets.signify.com/is/image/Signify/3698e06515b344a480e9af3900b6c466 | ADAM-9b78fb6583ff4d49bb57b00a009c10d1 | https://www.assets.signify.com/is/content/Signify/dccb17492b9c438195bbb00a009c10cf |  |  |  |  | ADAM-6138c664fb24476f9fc9aecb00cc7d29 | https://www.docs.signify.com/assets/ies/_bn126cled60s830psul1200.ies | [14 empty] | ADAM-d1d52d177fba4f9184e6aecb00cc7bd3 | https://www.docs.signify.com/assets/emd/_bn126cled60s830psul1200.ldt |  |  | ADAM-6b69a7136abf4538a1f3acef00f5dbbd | https://www.assets.signify.com/is/content/Signify/39d471d8306343c7adf5acef00f5f9f5 |  | 80 | 85 |  |  | 6000 lumen | White |  | <gt/>80 | 3000 K | 49 W | 120 lm/W | 50 or 60 Hz | 830 warm white | 6000 lumen |  | 49 W | 0.9 | [5 empty] | https://www.lighting.philips.com/link/911401834284_EU/prd/aa/en
FP-911401834384 | BN126C LED35S/840 PSU L1500 | 911401834384 | 2022-04-06 00:00:00 |  |  | IP20 ¦ Finger-protected |  |  |  | 4000 K |  |  |  |  | No | [8 empty] | -20 to +40 °C | [8 empty] | - | CE mark | Push-in connector 3-pole | No |  |  | Yes | Power supply unit (On/Off) |  |  | ENEC mark |  | - |  | For mounting on normally flammable surfaces |  | Temperature 650 °C, duration 30 s | Steel | IP20 ¦ Finger-protected | (0.38, 0.38) SDCM≤3 |  | 220-240 V | 10 A | 0.508 ms |  |  | No | 120° | +/-10% |  |  | IK04 ¦ 0.5 J standard plus |  |  |  |  | 1 unit |  | 16 | Polycarbonate | Beam angle 120° |  | Opal | Polycarbonate |  |  |  | 65 mm | 1450 mm | 65 mm |  |  |  |  | +/-10% | Safety class I | - |  | Not applicable |  | 26 |  |  | 5 years |  | ADAM-07caa802de644a8587feab2700990f22 | https://www.assets.signify.com/is/image/Signify/c78ce4c524e1436faa2cab27009913e9 | ADAM-fdc349a9ca244e29bd22aeec00fb6397 | https://www.assets.signify.com/is/content/Signify/fp911401834384-pss-global |  |  | ADAM-8e51abfdb61b4bca8537af3900b6c503 | https://www.assets.signify.com/is/image/Signify/f9551f7736a04a8991b5af3900b6c5a6 | ADAM-9b78fb6583ff4d49bb57b00a009c10d1 | https://www.assets.signify.com/is/content/Signify/dccb17492b9c438195bbb00a009c10cf |  |  |  |  | ADAM-b20450913c1e4c8dac40aecb00cc82a1 | https://www.docs.signify.com/assets/ies/_bn126cled35s840psul1500.ies | [14 empty] | ADAM-33a46d3cc7804ea9a057aecb00cc8122 | https://www.docs.signify.com/assets/emd/_bn126cled35s840psul1500.ldt |  |  | ADAM-6b69a7136abf4538a1f3acef00f5dbbd | https://www.assets.signify.com/is/content/Signify/39d471d8306343c7adf5acef00f5f9f5 |  |  | 85 | 70 |  | 3500 lumen | White |  | <gt/>80 | 4000 K | 25.5 W | 130 lm/W | 50 or 60 Hz | 840 neutral white | 3500 lumen |  | 25.5 W | 0.9 | [5 empty] | https://www.lighting.philips.com/link/911401834384_EU/prd/aa/en
FP-911401834484 | BN126C LED32S/830 PSU L1500 | 911401834484 | 2022-04-06 00:00:00 |  |  | IP20 ¦ Finger-protected |  |  |  | 3000 K |  |  |  |  | No | [8 empty] | -20 to +40 °C | [8 empty] | - | CE mark | Push-in connector 3-pole | No |  |  | Yes | Power supply unit (On/Off) |  |  | ENEC mark |  | - |  | For mounting on normally flammable surfaces |  | Temperature 650 °C, duration 30 s | Steel | IP20 ¦ Finger-protected | (0.43, 0.40) SDCM≤3 |  | 220-240 V | 10 A | 0.508 ms |  |  | No | 120° | +/-10% |  |  | IK04 ¦ 0.5 J standard plus |  |  |  |  | 1 unit |  | 16 | Polycarbonate | Beam angle 120° |  | Opal | Polycarbonate |  |  |  | 65 mm | 1450 mm | 65 mm |  |  |  |  | +/-10% | Safety class I | - |  | Not applicable |  | 26 |  |  | 5 years |  | ADAM-07caa802de644a8587feab2700990f22 | https://www.assets.signify.com/is/image/Signify/c78ce4c524e1436faa2cab27009913e9 | ADAM-eadab9588524402d8210aeec016089b9 | https://www.assets.signify.com/is/content/Signify/fp911401834484-pss-global |  |  | ADAM-8e51abfdb61b4bca8537af3900b6c503 | https://www.assets.signify.com/is/image/Signify/f9551f7736a04a8991b5af3900b6c5a6 | ADAM-9b78fb6583ff4d49bb57b00a009c10d1 | https://www.assets.signify.com/is/content/Signify/dccb17492b9c438195bbb00a009c10cf |  |  |  |  | ADAM-a8f3c54b331942b8a5daaecb00cc87c7 | https://www.docs.signify.com/assets/ies/_bn126cled32s830psul1500.ies | [14 empty] | ADAM-4ce3373cae474a21b60daecb00cc8638 | https://www.docs.signify.com/assets/emd/_bn126cled32s830psul1500.ldt |  |  | ADAM-6b69a7136abf4538a1f3acef00f5dbbd | https://www.assets.signify.com/is/content/Signify/39d471d8306343c7adf5acef00f5f9f5 |  |  | 85 | 70 |  | 3200 lumen | White |  | <gt/>80 | 3000 K | 25.5 W | 120 lm/W | 50 or 60 Hz | 830 warm white | 3200 lumen |  | 25.5 W | 0.9 | [5 empty] | https://www.lighting.philips.com/link/911401834484_EU/prd/aa/en
FP-911401834584 | BN126C LED52S/840 PSU L1500 | 911401834584 | 2022-04-06 00:00:00 |  |  | IP20 ¦ Finger-protected |  |  |  | 4000 K |  |  |  |  | No | [8 empty] | -20 to +40 °C | [8 empty] | - | CE mark | Push-in connector 3-pole | No |  |  | Yes | Power supply unit (On/Off) |  |  | ENEC mark |  | - |  | For mounting on normally flammable surfaces |  | Temperature 650 °C, duration 30 s | Steel | IP20 ¦ Finger-protected | (0.38, 0.38) SDCM≤3 |  | 220-240 V | 10.6 A | 0.527 ms |  |  | No | 120° | +/-10% |  |  | IK04 ¦ 0.5 J standard plus |  |  |  |  | 1 unit |  | 13 | Polycarbonate | Beam angle 120° |  | Opal | Polycarbonate |  |  |  | 65 mm | 1450 mm | 65 mm |  |  |  |  | +/-10% | Safety class I | - |  | Not applicable |  | 26 |  |  | 5 years |  | ADAM-07caa802de644a8587feab2700990f22 | https://www.assets.signify.com/is/image/Signify/c78ce4c524e1436faa2cab27009913e9 | ADAM-16fd60a3da614dc29dd6aeec013c6ebc | https://www.assets.signify.com/is/content/Signify/fp911401834584-pss-global |  |  | ADAM-8e51abfdb61b4bca8537af3900b6c503 | https://www.assets.signify.com/is/image/Signify/f9551f7736a04a8991b5af3900b6c5a6 | ADAM-9b78fb6583ff4d49bb57b00a009c10d1 | https://www.assets.signify.com/is/content/Signify/dccb17492b9c438195bbb00a009c10cf |  |  |  |  | ADAM-338e4d44992c4217b343aecb00cc8c98 | https://www.docs.signify.com/assets/ies/_bn126cled52s840psul1500.ies | [14 empty] | ADAM-22a26bdf188c4284a630aecb00cc8b95 | https://www.docs.signify.com/assets/emd/_bn126cled52s840psul1500.ldt |  |  | ADAM-6b69a7136abf4538a1f3acef00f5dbbd | https://www.assets.signify.com/is/content/Signify/39d471d8306343c7adf5acef00f5f9f5 |  | 80 | 85 |  |  | 5200 lumen | White |  | <gt/>80 | 4000 K | 40 W | 130 lm/W | 50 or 60 Hz | 840 neutral white | 5200 lumen |  | 40 W | 0.9 | [5 empty] | https://www.lighting.philips.com/link/911401834584_EU/prd/aa/en
FP-911401834684 | BN126C LED48S/830 PSU L1500 | 911401834684 | 2022-04-06 00:00:00 |  |  | IP20 ¦ Finger-protected |  |  |  | 3000 K |  |  |  |  | No | [8 empty] | -20 to +40 °C | [8 empty] | - | CE mark | Push-in connector 3-pole | No |  |  | Yes | Power supply unit (On/Off) |  |  | ENEC mark |  | - |  | For mounting on normally flammable surfaces |  | Temperature 650 °C, duration 30 s | Steel | IP20 ¦ Finger-protected | (0.43, 0.40) SDCM≤3 |  | 220-240 V | 10.6 A | 0.527 ms |  |  | No | 120° | +/-10% |  |  | IK04 ¦ 0.5 J standard plus |  |  |  |  | 1 unit |  | 13 | Polycarbonate | Beam angle 120° |  | Opal | Polycarbonate |  |  |  | 65 mm | 1450 mm | 65 mm |  |  |  |  | +/-10% | Safety class I | - |  | Not applicable |  | 26 |  |  | 5 years |  | ADAM-07caa802de644a8587feab2700990f22 | https://www.assets.signify.com/is/image/Signify/c78ce4c524e1436faa2cab27009913e9 | ADAM-6b3ed5aea8404dfb8797aeec01652942 | https://www.assets.signify.com/is/content/Signify/fp911401834684-pss-global |  |  | ADAM-8e51abfdb61b4bca8537af3900b6c503 | https://www.assets.signify.com/is/image/Signify/f9551f7736a04a8991b5af3900b6c5a6 | ADAM-9b78fb6583ff4d49bb57b00a009c10d1 | https://www.assets.signify.com/is/content/Signify/dccb17492b9c438195bbb00a009c10cf |  |  |  |  | ADAM-15485d9c12164b1ab2d9aecb00cc9cb8 | https://www.docs.signify.com/assets/ies/_bn126cled48s830psul1500.ies | [14 empty] | ADAM-41fa7bdb961743a8bef6aecb00cc9657 | https://www.docs.signify.com/assets/emd/_bn126cled48s830psul1500.ldt |  |  | ADAM-6b69a7136abf4538a1f3acef00f5dbbd | https://www.assets.signify.com/is/content/Signify/39d471d8306343c7adf5acef00f5f9f5 |  | 80 | 85 |  |  | 4800 lumen | White |  | <gt/>80 | 3000 K | 40 W | 120 lm/W | 50 or 60 Hz | 830 warm white | 4800 lumen |  | 40 W | 0.9 | [5 empty] | https://www.lighting.philips.com/link/911401834684_EU/prd/aa/en
FP-911401834784 | BN126C LED80S/840 PSU L1500 | 911401834784 | 2022-04-06 00:00:00 |  |  | IP20 ¦ Finger-protected |  |  |  | 4000 K |  |  |  |  | No | [8 empty] | -20 to +40 °C | [8 empty] | - | CE mark | Push-in connector 3-pole | No |  |  | Yes | Power supply unit (On/Off) |  |  | ENEC mark |  | - |  | For mounting on normally flammable surfaces |  | Temperature 650 °C, duration 30 s | Steel | IP20 ¦ Finger-protected | (0.38, 0.38) SDCM≤3 |  | 220-240 V | 15.7 A | 0.678 ms |  |  | No | 120° | +/-10% |  |  | IK04 ¦ 0.5 J standard plus |  |  |  |  | 1 unit |  | 8 | Polycarbonate | Beam angle 120° |  | Opal | Polycarbonate |  |  |  | 65 mm | 1450 mm | 65 mm |  |  |  |  | +/-10% | Safety class I | - |  | Not applicable |  | 26 |  |  | 5 years |  | ADAM-07caa802de644a8587feab2700990f22 | https://www.assets.signify.com/is/image/Signify/c78ce4c524e1436faa2cab27009913e9 | ADAM-b75b61771ac848c88dbfaeec01250b54 | https://www.assets.signify.com/is/content/Signify/fp911401834784-pss-global |  |  | ADAM-8e51abfdb61b4bca8537af3900b6c503 | https://www.assets.signify.com/is/image/Signify/f9551f7736a04a8991b5af3900b6c5a6 | ADAM-9b78fb6583ff4d49bb57b00a009c10d1 | https://www.assets.signify.com/is/content/Signify/dccb17492b9c438195bbb00a009c10cf |  |  |  |  | ADAM-88f890f5b718449d9b94aecb00ccb19b | https://www.docs.signify.com/assets/ies/_bn126cled80s840psul1500.ies | [14 empty] | ADAM-da3b3572da464537b4a2aecb00ccaca7 | https://www.docs.signify.com/assets/emd/_bn126cled80s840psul1500.ldt |  |  | ADAM-6b69a7136abf4538a1f3acef00f5dbbd | https://www.assets.signify.com/is/content/Signify/39d471d8306343c7adf5acef00f5f9f5 |  |  | 85 |  |  | 8000 lumen | White |  | <gt/>80 | 4000 K | 59 W | 130 lm/W | 50 or 60 Hz | 840 neutral white | 8000 lumen |  | 59 W | 0.9 | [5 empty] | https://www.lighting.philips.com/link/911401834784_EU/prd/aa/en
FP-911401834884 | BN126C LED74S/830 PSU L1500 | 911401834884 | 2022-04-06 00:00:00 |  |  | IP20 ¦ Finger-protected |  |  |  | 3000 K |  |  |  |  | No | [8 empty] | -20 to +40 °C | [8 empty] | - | CE mark | Push-in connector 3-pole | No |  |  | Yes | Power supply unit (On/Off) |  |  | ENEC mark |  | - |  | For mounting on normally flammable surfaces |  | Temperature 650 °C, duration 30 s | Steel | IP20 ¦ Finger-protected | (0.43, 0.40) SDCM≤3 |  | 220-240 V | 15.7 A | 0.678 ms |  |  | No | 120° | +/-10% |  |  | IK04 ¦ 0.5 J standard plus |  |  |  |  | 1 unit |  | 8 | Polycarbonate | Beam angle 120° |  | Opal | Polycarbonate |  |  |  | 65 mm | 1450 mm | 65 mm |  |  |  |  | +/-10% | Safety class I | - |  | Not applicable |  | 26 |  |  | 5 years |  | ADAM-07caa802de644a8587feab2700990f22 | https://www.assets.signify.com/is/image/Signify/c78ce4c524e1436faa2cab27009913e9 | ADAM-809493fb29954748aa54aeec01301911 | https://www.assets.signify.com/is/content/Signify/fp911401834884-pss-global |  |  | ADAM-8e51abfdb61b4bca8537af3900b6c503 | https://www.assets.signify.com/is/image/Signify/f9551f7736a04a8991b5af3900b6c5a6 | ADAM-9b78fb6583ff4d49bb57b00a009c10d1 | https://www.assets.signify.com/is/content/Signify/dccb17492b9c438195bbb00a009c10cf |  |  |  |  | ADAM-f7e0a21c516440a79028aecb00ccbbd4 | https://www.docs.signify.com/assets/ies/_bn126cled74s830psul1500.ies | [14 empty] | ADAM-798f5558208042b18775aecb00ccbaf6 | https://www.docs.signify.com/assets/emd/_bn126cled74s830psul1500.ldt |  |  | ADAM-6b69a7136abf4538a1f3acef00f5dbbd | https://www.assets.signify.com/is/content/Signify/39d471d8306343c7adf5acef00f5f9f5 |  |  | 85 |  |  | 7400 lumen | White |  | <gt/>80 | 3000 K | 59 W | 120 lm/W | 50 or 60 Hz | 830 warm white | 7400 lumen |  | 59 W | 0.9 | [5 empty] | https://www.lighting.philips.com/link/911401834884_EU/prd/aa/en
FP-911401834984 | BN126C LED64S/840 PSU L1800 | 911401834984 | 2022-04-06 00:00:00 |  |  | IP20 ¦ Finger-protected |  |  |  | 4000 K |  |  |  |  | No | [8 empty] | -20 to +40 °C | [8 empty] | - | CE mark | Push-in connector 3-pole | No |  |  | Yes | Power supply unit (On/Off) |  |  | ENEC mark |  | - |  | For mounting on normally flammable surfaces |  | Temperature 650 °C, duration 30 s | Steel | IP20 ¦ Finger-protected | (0.38, 0.38) SDCM≤3 |  | 220-240 V | 15.7 A | 0.648 ms |  |  | No | 120° | +/-10% |  |  | IK04 ¦ 0.5 J standard plus |  |  |  |  | 1 unit |  | 8 | Polycarbonate | Beam angle 120° |  | Opal | Polycarbonate |  |  |  | 65 mm | 1750 mm | 65 mm |  |  |  |  | +/-10% | Safety class I | - |  | Not applicable |  | 26 |  |  | 5 years |  | ADAM-2d1390d67fb84edcb1ffab2700993c07 | https://www.assets.signify.com/is/image/Signify/9dd34bd1e6c1479b98e0ab270099411c | ADAM-555a63ad61cb40debd0eaeec0141128b | https://www.assets.signify.com/is/content/Signify/fp911401834984-pss-global |  |  | ADAM-b56aafc8d7374848b128af3900b6bf82 | https://www.assets.signify.com/is/image/Signify/dda40f1a2e0c42f9a527af3900b6c03a | ADAM-9b78fb6583ff4d49bb57b00a009c10d1 | https://www.assets.signify.com/is/content/Signify/dccb17492b9c438195bbb00a009c10cf |  |  |  |  | ADAM-bdc3492f63a24c558bdaaecb00ccc623 | https://www.docs.signify.com/assets/ies/_bn126cled64s840psul1800.ies | [14 empty] | ADAM-82f0edd7c45a4c829741aecb00ccc240 | https://www.docs.signify.com/assets/emd/_bn126cled64s840psul1800.ldt |  |  | ADAM-6b69a7136abf4538a1f3acef00f5dbbd | https://www.assets.signify.com/is/content/Signify/39d471d8306343c7adf5acef00f5f9f5 |  | 80 | 85 |  |  | 6400 lumen | White |  | <gt/>80 | 4000 K | 49 W | 130 lm/W | 50 or 60 Hz | 840 neutral white | 6400 lumen |  | 49 W | 0.9 | [5 empty] | https://www.lighting.philips.com/link/911401834984_EU/prd/aa/en
FP-911401835084 | BN126C LED60S/830 PSU L1800 | 911401835084 | 2022-04-06 00:00:00 |  |  | IP20 ¦ Finger-protected |  |  |  | 3000 K |  |  |  |  | No | [8 empty] | -20 to +40 °C | [8 empty] | - | CE mark | Push-in connector 3-pole | No |  |  | Yes | Power supply unit (On/Off) |  |  | ENEC mark |  | - |  | For mounting on normally flammable surfaces |  | Temperature 650 °C, duration 30 s | Steel | IP20 ¦ Finger-protected | (0.43, 0.40) SDCM≤3 |  | 220-240 V | 15.7 A | 0.648 ms |  |  | No | 120° | +/-10% |  |  | IK04 ¦ 0.5 J standard plus |  |  |  |  | 1 unit |  | 8 | Polycarbonate | Beam angle 120° |  | Opal | Polycarbonate |  |  |  | 65 mm | 1750 mm | 65 mm |  |  |  |  | +/-10% | Safety class I | - |  | Not applicable |  | 26 |  |  | 5 years |  | ADAM-2d1390d67fb84edcb1ffab2700993c07 | https://www.assets.signify.com/is/image/Signify/9dd34bd1e6c1479b98e0ab270099411c | ADAM-345ed8c9c2314c158c32aeec01514d2c | https://www.assets.signify.com/is/content/Signify/fp911401835084-pss-global |  |  | ADAM-b56aafc8d7374848b128af3900b6bf82 | https://www.assets.signify.com/is/image/Signify/dda40f1a2e0c42f9a527af3900b6c03a | ADAM-9b78fb6583ff4d49bb57b00a009c10d1 | https://www.assets.signify.com/is/content/Signify/dccb17492b9c438195bbb00a009c10cf |  |  |  |  | ADAM-58051639acb24868b210aecb00cccde0 | https://www.docs.signify.com/assets/ies/_bn126cled60s830psul1800.ies | [14 empty] | ADAM-da5f9905625e4033b2cfaecb00ccc8e3 | https://www.docs.signify.com/assets/emd/_bn126cled60s830psul1800.ldt |  |  | ADAM-6b69a7136abf4538a1f3acef00f5dbbd | https://www.assets.signify.com/is/content/Signify/39d471d8306343c7adf5acef00f5f9f5 |  | 80 | 85 |  |  | 6000 lumen | White |  | <gt/>80 | 3000 K | 49 W | 120 lm/W | 50 or 60 Hz | 830 warm white | 6000 lumen |  | 49 W | 0.9 | [5 empty] | https://www.lighting.philips.com/link/911401835084_EU/prd/aa/en
FP-911401835184 | BN126C LED100S/840 PSU L1800 | 911401835184 | 2022-04-06 00:00:00 |  |  | IP20 ¦ Finger-protected |  |  |  | 4000 K |  |  |  |  | No | [8 empty] | -20 to +40 °C | [8 empty] | - | CE mark | Push-in connector 3-pole | No |  |  | Yes | Power supply unit (On/Off) |  |  | ENEC mark |  | - |  | For mounting on normally flammable surfaces |  | Temperature 650 °C, duration 30 s | Steel | IP20 ¦ Finger-protected | (0.38, 0.38) SDCM≤3 |  | 220-240 V | 17.6 A | 0.832 ms |  |  | No | 120° | +/-10% |  |  | IK04 ¦ 0.5 J standard plus |  |  |  |  | 1 unit |  | 7 | Polycarbonate | Beam angle 120° |  | Opal | Polycarbonate |  |  |  | 65 mm | 1750 mm | 65 mm |  |  |  |  | +/-10% | Safety class I | - |  | Not applicable |  | 26 |  |  | 5 years |  | ADAM-2d1390d67fb84edcb1ffab2700993c07 | https://www.assets.signify.com/is/image/Signify/9dd34bd1e6c1479b98e0ab270099411c | ADAM-18684165092a43c3adefaeec013a5f56 | https://www.assets.signify.com/is/content/Signify/fp911401835184-pss-global |  |  | ADAM-b56aafc8d7374848b128af3900b6bf82 | https://www.assets.signify.com/is/image/Signify/dda40f1a2e0c42f9a527af3900b6c03a | ADAM-9b78fb6583ff4d49bb57b00a009c10d1 | https://www.assets.signify.com/is/content/Signify/dccb17492b9c438195bbb00a009c10cf |  |  |  |  | ADAM-bdf2b1151dd841f68eb9aecb00ccda26 | https://www.docs.signify.com/assets/ies/_bn126cled100s840psul1800.ies | [14 empty] | ADAM-01ed51b6a5284adc8f4daecb00ccd760 | https://www.docs.signify.com/assets/emd/_bn126cled100s840psul1800.ldt |  |  | ADAM-6b69a7136abf4538a1f3acef00f5dbbd | https://www.assets.signify.com/is/content/Signify/39d471d8306343c7adf5acef00f5f9f5 |  |  | 85 |  |  | 10000 lumen | White |  | <gt/>80 | 4000 K | 75 W | 130 lm/W | 50 or 60 Hz | 840 neutral white | 10000 lumen |  | 75 W | 0.9 | [5 empty] | https://www.lighting.philips.com/link/911401835184_EU/prd/aa/en
FP-911401835284 | BN126C LED94S/830 PSU L1800 | 911401835284 | 2022-04-06 00:00:00 |  |  | IP20 ¦ Finger-protected |  |  |  | 3000 K |  |  |  |  | No | [8 empty] | -20 to +40 °C | [8 empty] | - | CE mark | Push-in connector 3-pole | No |  |  | Yes | Power supply unit (On/Off) |  |  | ENEC mark |  | - |  | For mounting on normally flammable surfaces |  | Temperature 650 °C, duration 30 s | Steel | IP20 ¦ Finger-protected | (0.43, 0.40) SDCM≤3 |  | 220-240 V | 17.6 A | 0.832 ms |  |  | No | 120° | +/-10% |  |  | IK04 ¦ 0.5 J standard plus |  |  |  |  | 1 unit |  | 7 | Polycarbonate | Beam angle 120° |  | Opal | Polycarbonate |  |  |  | 65 mm | 1750 mm | 65 mm |  |  |  |  | +/-10% | Safety class I | - |  | Not applicable |  | 26 |  |  | 5 years |  | ADAM-2d1390d67fb84edcb1ffab2700993c07 | https://www.assets.signify.com/is/image/Signify/9dd34bd1e6c1479b98e0ab270099411c | ADAM-77cec1e8290b41848a18aeec01187b96 | https://www.assets.signify.com/is/content/Signify/fp911401835284-pss-global |  |  | ADAM-b56aafc8d7374848b128af3900b6bf82 | https://www.assets.signify.com/is/image/Signify/dda40f1a2e0c42f9a527af3900b6c03a | ADAM-9b78fb6583ff4d49bb57b00a009c10d1 | https://www.assets.signify.com/is/content/Signify/dccb17492b9c438195bbb00a009c10cf |  |  |  |  | ADAM-891e03021e344539adf4aecb00cce643 | https://www.docs.signify.com/assets/ies/_bn126cled94s830psul1800.ies | [14 empty] | ADAM-f3926cb9715340e289c2aecb00cce54f | https://www.docs.signify.com/assets/emd/_bn126cled94s830psul1800.ldt |  |  | ADAM-6b69a7136abf4538a1f3acef00f5dbbd | https://www.assets.signify.com/is/content/Signify/39d471d8306343c7adf5acef00f5f9f5 |  |  | 85 |  |  | 9400 lumen | White |  | <gt/>80 | 3000 K | 75 W | 120 lm/W | 50 or 60 Hz | 830 warm white | 9400 lumen |  | 75 W | 0.9 | [5 empty] | https://www.lighting.philips.com/link/911401835284_EU/prd/aa/en
FP-911401836980 | WT120C G2 LED18S/840 PSU PCO L600 | 911401836980 | 2019-05-21 00:00:00 |  |  | IP65 ¦ Dust penetration-protected, jet-proof |  |  |  | 4000 K |  |  |  |  | No | [8 empty] | -20 to +40 °C | [8 empty] | - | CE mark | Push-in connector 3-pole | No |  |  | Yes | Power supply unit (On/Off) |  |  | ENEC mark |  | Stainless steel |  | For mounting on easily flammable surfaces |  | Temperature 850 °C, duration 30 s | Polycarbonate | IP65 ¦ Dust penetration-protected, jet-proof | (0.38,0.38)SDCM<lt/>=3 |  | 220 to 240 V | 3.58 A | 0.04 ms |  |  | No | 135° | +/-10% |  | Not applicable | IK08 ¦ 5 J vandal-protected |  |  |  |  | 1 unit |  | 80 | Polycarbonate | Very wide beam |  | Opal | Polycarbonate |  |  |  | 76 mm | 665 mm | 80 mm |  |  |  |  | +/-10% | Safety class I | Steel |  | Not applicable |  | 26 |  |  | 5 years |  | ADAM-5b10750ffdad48829cf5aa8800a281a9 | https://www.assets.signify.com/is/image/Signify/2b95104ca7ac412c8a1faa8800a289df | ADAM-26120bd3fd8c4eaea3c5aa9200c8fa37 | https://www.assets.signify.com/is/content/PhilipsLighting/fp911401836980-pss-global |  |  | ADAM-32d829c0f6cb434dbcbdaa7e0070f02d | https://www.assets.signify.com/is/image/PhilipsLighting/41204458ec83459fb3a5aa7e0070f02b | ADAM-3feeee5203b244b3a93fb00a009aa38f | https://www.assets.signify.com/is/content/Signify/1b6f122093ee442cac97b00a009aa38d |  |  | ADAM-011d3d617cef452e9d09abbc0098820c | https://www.assets.signify.com/is/content/Signify/f327af1d633342aa9fa9abbc009882c4 | ADAM-df279b4ab5534239bb37aab30069545b | https://www.docs.signify.com/assets/ies/ifmt1_wt120cg2pcol6001xled18s840.ies | [14 empty] | ADAM-93a57cae0f3c40f489b5aab3006956c3 | https://www.docs.signify.com/assets/emd/ifmt2_wt120cg2pcol6001xled18s840.ldt | ADAM-cd4acd28298a45da9f39af1800880c1f | https://www.assets.signify.com/is/content/Signify/c43b29eb88344db787e8af1800881464 | ADAM-f3f2b87ead874a759cc5acef00f53d2a;ADAM-978eae12832d4dcaa3b6acef00f57e55;ADAM-e44636982ef3489c8d1caf32007fac9a | https://www.assets.signify.com/is/content/Signify/9fe5311bf37f48cdaa40acef00f55bca;https://www.assets.signify.com/is/content/Signify/1a3f0f8cb94d4f108039acef00f59a61;https://www.assets.signify.com/is/content/Signify/b034aea9062a4e9ba8f4af32007fb995 |  |  | 85 | 70 |  | 1800 lumen | Gray |  | <gt/>80 | 4000 K | 15 W | 121 lm/W | 50 or 60 Hz | 840 neutral white | 1800 lumen |  | 15 W | 0.9 | [5 empty] | https://www.lighting.philips.com/link/911401836980_EU/prd/aa/en
FP-911401837080 | WT120C G2 LED25S/840 PSU PCO L1200 | 911401837080 | 2019-05-21 00:00:00 |  |  | IP65 ¦ Dust penetration-protected, jet-proof |  |  |  | 4000 K |  |  |  |  | No | [8 empty] | -20 to +40 °C | [8 empty] | - | CE mark | Push-in connector 3-pole | No |  |  | Yes | Power supply unit (On/Off) |  |  | ENEC mark |  | Stainless steel |  | For mounting on easily flammable surfaces |  | Temperature 850 °C, duration 30 s | Polycarbonate | IP65 ¦ Dust penetration-protected, jet-proof | (0.38,0.38)SDCM<lt/>=3 |  | 220 to 240 V | 3.58 A | 0.04 ms |  |  | No | 135° | +/-10% |  | Not applicable | IK08 ¦ 5 J vandal-protected |  |  |  |  | 1 unit |  | 80 | Polycarbonate | Very wide beam |  | Opal | Polycarbonate |  |  |  | 76 mm | 1215 mm | 80 mm |  |  |  |  | +/-10% | Safety class I | Steel |  | Not applicable |  | 26 |  |  | 5 years |  | ADAM-5b10750ffdad48829cf5aa8800a281a9 | https://www.assets.signify.com/is/image/Signify/2b95104ca7ac412c8a1faa8800a289df | ADAM-bb32487915e841bcaa09aa9200c3ddab | https://www.assets.signify.com/is/content/PhilipsLighting/fp911401837080-pss-global |  |  | ADAM-87eaf1130687462e8401aa7e0078539b | https://www.assets.signify.com/is/image/PhilipsLighting/55c39efbe28641fdb9dbaa7e00785399 | ADAM-3feeee5203b244b3a93fb00a009aa38f | https://www.assets.signify.com/is/content/Signify/1b6f122093ee442cac97b00a009aa38d |  |  | ADAM-3ded4165533a4f68a3ffabbc00988373 | https://www.assets.signify.com/is/content/Signify/fd1116237e2442aca49aabbc009883b7 | ADAM-7baa731dfaad4d4f8141aab300690ce7 | https://www.docs.signify.com/assets/ies/ifmt1_wt120cg2pcol12001xled25s840.ies | [14 empty] | ADAM-91219935276a4d04add0aab300690e19 | https://www.docs.signify.com/assets/emd/ifmt2_wt120cg2pcol12001xled25s840.ldt | ADAM-cd4acd28298a45da9f39af1800880c1f | https://www.assets.signify.com/is/content/Signify/c43b29eb88344db787e8af1800881464 | ADAM-f3f2b87ead874a759cc5acef00f53d2a;ADAM-978eae12832d4dcaa3b6acef00f57e55;ADAM-e44636982ef3489c8d1caf32007fac9a | https://www.assets.signify.com/is/content/Signify/9fe5311bf37f48cdaa40acef00f55bca;https://www.assets.signify.com/is/content/Signify/1a3f0f8cb94d4f108039acef00f59a61;https://www.assets.signify.com/is/content/Signify/b034aea9062a4e9ba8f4af32007fb995 |  |  | 85 | 70 |  | 2500 lumen | Gray |  | <gt/>80 | 4000 K | 20.5 W | 122 lm/W | 50 or 60 Hz | 840 neutral white | 2500 lumen |  | 20.5 W | 0.9 | [5 empty] | https://www.lighting.philips.com/link/911401837080_EU/prd/aa/en
FP-911401837180 | WT120C G2 LED31S/840 PSU PCO L1500 | 911401837180 | 2019-05-21 00:00:00 |  |  | IP65 ¦ Dust penetration-protected, jet-proof |  |  |  | 4000 K |  |  |  |  | No | [8 empty] | -20 to +40 °C | [8 empty] | - | CE mark | Push-in connector 3-pole | No |  |  | Yes | Power supply unit (On/Off) |  |  | ENEC mark |  | Stainless steel |  | For mounting on easily flammable surfaces |  | Temperature 850 °C, duration 30 s | Polycarbonate | IP65 ¦ Dust penetration-protected, jet-proof | (0.38,0.38)SDCM<lt/>=3 |  | 220 to 240 V | 5.16 A | 0.047 ms |  |  | No | 135° | +/-10% |  | Not applicable | IK08 ¦ 5 J vandal-protected |  |  |  |  | 1 unit |  | 60 | Polycarbonate | Very wide beam |  | Opal | Polycarbonate |  |  |  | 76 mm | 1515 mm | 80 mm |  |  |  |  | +/-10% | Safety class I | Steel |  | Not applicable |  | 26 |  |  | 5 years |  | ADAM-5b10750ffdad48829cf5aa8800a281a9 | https://www.assets.signify.com/is/image/Signify/2b95104ca7ac412c8a1faa8800a289df | ADAM-3c6a8ba06003450b9a14aa9200d07ead | https://www.assets.signify.com/is/content/PhilipsLighting/fp911401837180-pss-global |  |  | ADAM-3d517fdcaf0745c683d3aa7e007ae081 | https://www.assets.signify.com/is/image/PhilipsLighting/1653b4b8fd1141cba04daa7e007ae07f | ADAM-3feeee5203b244b3a93fb00a009aa38f | https://www.assets.signify.com/is/content/Signify/1b6f122093ee442cac97b00a009aa38d |  |  | ADAM-4f6de9af416e4b9ba02eabbc00988422 | https://www.assets.signify.com/is/content/Signify/5f497bbd48ce4019bcc1abbc00988456 | ADAM-eff498b9309b42ddba5eaab3006929ca | https://www.docs.signify.com/assets/ies/ifmt1_wt120cg2pcol15001xled31s840.ies | [14 empty] | ADAM-8676254919054b1da1f6aab300692b70 | https://www.docs.signify.com/assets/emd/ifmt2_wt120cg2pcol15001xled31s840.ldt | ADAM-cd4acd28298a45da9f39af1800880c1f | https://www.assets.signify.com/is/content/Signify/c43b29eb88344db787e8af1800881464 | ADAM-f3f2b87ead874a759cc5acef00f53d2a;ADAM-978eae12832d4dcaa3b6acef00f57e55;ADAM-e44636982ef3489c8d1caf32007fac9a | https://www.assets.signify.com/is/content/Signify/9fe5311bf37f48cdaa40acef00f55bca;https://www.assets.signify.com/is/content/Signify/1a3f0f8cb94d4f108039acef00f59a61;https://www.assets.signify.com/is/content/Signify/b034aea9062a4e9ba8f4af32007fb995 |  |  | 85 | 70 |  | 3100 lumen | Gray |  | <gt/>80 | 4000 K | 24.3 W | 128 lm/W | 50 or 60 Hz | 840 neutral white | 3100 lumen |  | 24.3 W | 0.9 | [5 empty] | https://www.lighting.philips.com/link/911401837180_EU/prd/aa/en
FP-911401837280 | WT120C G2 LED37S/840 PSU PCO L1200 | 911401837280 | 2019-05-21 00:00:00 |  |  | IP65 ¦ Dust penetration-protected, jet-proof |  |  |  | 4000 K |  |  |  |  | No | [8 empty] | -20 to +40 °C | [8 empty] | - | CE mark | Push-in connector 3-pole | No |  |  | Yes | Power supply unit (On/Off) |  |  | ENEC mark |  | Stainless steel |  | For mounting on easily flammable surfaces |  | Temperature 850 °C, duration 30 s | Polycarbonate | IP65 ¦ Dust penetration-protected, jet-proof | (0.38,0.38)SDCM<lt/>=3 |  | 220 to 240 V | 14.2 A | 0.222 ms |  |  | No | 135° | +/-10% |  | Not applicable | IK08 ¦ 5 J vandal-protected |  |  |  |  | 1 unit |  | 36 | Polycarbonate | Very wide beam |  | Opal | Polycarbonate |  |  |  | 76 mm | 1215 mm | 80 mm |  |  |  |  | +/-10% | Safety class I | Steel |  | Not applicable |  | 26 |  |  | 5 years |  | ADAM-5b10750ffdad48829cf5aa8800a281a9 | https://www.assets.signify.com/is/image/Signify/2b95104ca7ac412c8a1faa8800a289df | ADAM-9ccfec779f854c33a35eaa9200cc85f7 | https://www.assets.signify.com/is/content/PhilipsLighting/fp911401837280-pss-global |  |  | ADAM-87eaf1130687462e8401aa7e0078539b | https://www.assets.signify.com/is/image/PhilipsLighting/55c39efbe28641fdb9dbaa7e00785399 | ADAM-3feeee5203b244b3a93fb00a009aa38f | https://www.assets.signify.com/is/content/Signify/1b6f122093ee442cac97b00a009aa38d |  |  | ADAM-3ded4165533a4f68a3ffabbc00988373 | https://www.assets.signify.com/is/content/Signify/fd1116237e2442aca49aabbc009883b7 | ADAM-891feed6ff134d7abd5daab300691c51 | https://www.docs.signify.com/assets/ies/ifmt1_wt120cg2pcol12001xled37s840.ies | [14 empty] | ADAM-540a6fa486844212959faab300691d4e | https://www.docs.signify.com/assets/emd/ifmt2_wt120cg2pcol12001xled37s840.ldt | ADAM-cd4acd28298a45da9f39af1800880c1f | https://www.assets.signify.com/is/content/Signify/c43b29eb88344db787e8af1800881464 | ADAM-f3f2b87ead874a759cc5acef00f53d2a;ADAM-978eae12832d4dcaa3b6acef00f57e55;ADAM-e44636982ef3489c8d1caf32007fac9a | https://www.assets.signify.com/is/content/Signify/9fe5311bf37f48cdaa40acef00f55bca;https://www.assets.signify.com/is/content/Signify/1a3f0f8cb94d4f108039acef00f59a61;https://www.assets.signify.com/is/content/Signify/b034aea9062a4e9ba8f4af32007fb995 |  |  | 85 | 70 |  | 3700 lumen | Gray |  | <gt/>80 | 4000 K | 28.6 W | 130 lm/W | 50 or 60 Hz | 840 neutral white | 3700 lumen |  | 28.6 W | 0.9 | [5 empty] | https://www.lighting.philips.com/link/911401837280_EU/prd/aa/en
FP-911401837380 | WT120C G2 LED57S/840 PSU PCO L1500 | 911401837380 | 2019-05-21 00:00:00 |  |  | IP65 ¦ Dust penetration-protected, jet-proof |  |  |  | 4000 K |  |  |  |  | No | [8 empty] | -20 to +40 °C | [8 empty] | - | CE mark | Push-in connector 3-pole | No |  |  | Yes | Power supply unit (On/Off) |  |  | ENEC mark |  | Stainless steel |  | For mounting on easily flammable surfaces |  | Temperature 850 °C, duration 30 s | Polycarbonate | IP65 ¦ Dust penetration-protected, jet-proof | (0.38,0.38)SDCM<lt/>=3 |  | 220 to 240 V | 14.2 A | 0.222 ms |  |  | No | 135° | +/-10% |  | Not applicable | IK08 ¦ 5 J vandal-protected |  |  |  |  | 1 unit |  | 36 | Polycarbonate | Very wide beam |  | Opal | Polycarbonate |  |  |  | 76 mm | 1515 mm | 80 mm |  |  |  |  | +/-10% | Safety class I | Steel |  | Not applicable |  | 26 |  |  | 5 years |  | ADAM-5b10750ffdad48829cf5aa8800a281a9 | https://www.assets.signify.com/is/image/Signify/2b95104ca7ac412c8a1faa8800a289df | ADAM-8c5547b7fe074fb3a18aaa9200d1f424 | https://www.assets.signify.com/is/content/PhilipsLighting/fp911401837380-pss-global |  |  | ADAM-3d517fdcaf0745c683d3aa7e007ae081 | https://www.assets.signify.com/is/image/PhilipsLighting/1653b4b8fd1141cba04daa7e007ae07f | ADAM-3feeee5203b244b3a93fb00a009aa38f | https://www.assets.signify.com/is/content/Signify/1b6f122093ee442cac97b00a009aa38d |  |  | ADAM-4f6de9af416e4b9ba02eabbc00988422 | https://www.assets.signify.com/is/content/Signify/5f497bbd48ce4019bcc1abbc00988456 | ADAM-a9b80210a2684e4aa584aab300693914 | https://www.docs.signify.com/assets/ies/ifmt1_wt120cg2pcol15001xled57s840.ies | [14 empty] | ADAM-0f58834e159d466e8a25aab300693b2b | https://www.docs.signify.com/assets/emd/ifmt2_wt120cg2pcol15001xled57s840.ldt | ADAM-cd4acd28298a45da9f39af1800880c1f | https://www.assets.signify.com/is/content/Signify/c43b29eb88344db787e8af1800881464 | ADAM-f3f2b87ead874a759cc5acef00f53d2a;ADAM-978eae12832d4dcaa3b6acef00f57e55;ADAM-e44636982ef3489c8d1caf32007fac9a | https://www.assets.signify.com/is/content/Signify/9fe5311bf37f48cdaa40acef00f55bca;https://www.assets.signify.com/is/content/Signify/1a3f0f8cb94d4f108039acef00f59a61;https://www.assets.signify.com/is/content/Signify/b034aea9062a4e9ba8f4af32007fb995 |  |  | 85 | 70 |  | 5700 lumen | Gray |  | <gt/>80 | 4000 K | 42.9 W | 133 lm/W | 50 or 60 Hz | 840 neutral white | 5700 lumen |  | 42.9 W | 0.9 | [5 empty] | https://www.lighting.philips.com/link/911401837380_EU/prd/aa/en
FP-911401837480 | WT120C G2 LED75S/840 PSU PCO L1500 | 911401837480 | 2019-05-21 00:00:00 |  |  | IP65 ¦ Dust penetration-protected, jet-proof |  |  |  | 4000 K |  |  |  |  | No | [8 empty] | -20 to +40 °C | [8 empty] | - | CE mark | Push-in connector 3-pole | No |  |  | Yes | Power supply unit (On/Off) |  |  | ENEC mark |  | Stainless steel |  | For mounting on easily flammable surfaces |  | Temperature 850 °C, duration 30 s | Polycarbonate | IP65 ¦ Dust penetration-protected, jet-proof | (0.38,0.38)SDCM<lt/>=3 |  | 220 to 240 V | 15 A | 0.24 ms |  |  | No | 135° | +/-10% |  | Not applicable | IK08 ¦ 5 J vandal-protected |  |  |  |  | 1 unit |  | 31 | Polycarbonate | Very wide beam |  | Opal | Polycarbonate |  |  |  | 76 mm | 1515 mm | 80 mm |  |  |  |  | +/-10% | Safety class I | Steel |  | Not applicable |  | 28 |  |  | 5 years |  | ADAM-5b10750ffdad48829cf5aa8800a281a9 | https://www.assets.signify.com/is/image/Signify/2b95104ca7ac412c8a1faa8800a289df | ADAM-778754e22c9f40af8220aa9200ca8f99 | https://www.assets.signify.com/is/content/PhilipsLighting/fp911401837480-pss-global |  |  | ADAM-3d517fdcaf0745c683d3aa7e007ae081 | https://www.assets.signify.com/is/image/PhilipsLighting/1653b4b8fd1141cba04daa7e007ae07f | ADAM-3feeee5203b244b3a93fb00a009aa38f | https://www.assets.signify.com/is/content/Signify/1b6f122093ee442cac97b00a009aa38d |  |  | ADAM-4f6de9af416e4b9ba02eabbc00988422 | https://www.assets.signify.com/is/content/Signify/5f497bbd48ce4019bcc1abbc00988456 | ADAM-05f650acd56341158d19aab30069481c | https://www.docs.signify.com/assets/ies/ifmt1_wt120cg2pcol15001xled75s840.ies | [14 empty] | ADAM-a6004c854c3745e7be14aab300694a3b | https://www.docs.signify.com/assets/emd/ifmt2_wt120cg2pcol15001xled75s840.ldt | ADAM-cd4acd28298a45da9f39af1800880c1f | https://www.assets.signify.com/is/content/Signify/c43b29eb88344db787e8af1800881464 | ADAM-f3f2b87ead874a759cc5acef00f53d2a;ADAM-978eae12832d4dcaa3b6acef00f57e55;ADAM-e44636982ef3489c8d1caf32007fac9a | https://www.assets.signify.com/is/content/Signify/9fe5311bf37f48cdaa40acef00f55bca;https://www.assets.signify.com/is/content/Signify/1a3f0f8cb94d4f108039acef00f59a61;https://www.assets.signify.com/is/content/Signify/b034aea9062a4e9ba8f4af32007fb995 |  |  | 80 | 70 |  | 7500 lumen | Gray |  | <gt/>80 | 4000 K | 57.1 W | 131 lm/W | 50 or 60 Hz | 840 neutral white | 7500 lumen |  | 57.1 W | 0.9 | [5 empty] | https://www.lighting.philips.com/link/911401837480_EU/prd/aa/en
FP-911401840584 | RC132V G5 34S/830 PSU W60L60 NOC | 911401840584 | 2022-04-14 00:00:00 |  |  | IP20/44 ¦ Finger-protected; wire-protected, splash-proof |  |  |  | 3000 K |  |  |  |  | No | [8 empty] | -10 to +40 °C | [8 empty] | - | Yes | Push-in connector 3-pole | No |  |  | Yes | Power supply unit (On/Off) |  |  | ENEC mark |  | - |  | For mounting on normally flammable surfaces |  | Temperature 650 °C, duration 30 s | Steel | IP20/44 ¦ Finger-protected; wire-protected, splash-proof | (0.43, 0.40) SDCM≤3 |  | 220-240 V | 16 A | 0.2 ms |  |  | No | 120° | +/-10% |  |  | IK03 ¦ 0.3 J |  |  |  |  | 1 unit |  | 21 | Polystyrene | Beam angle 120° |  | Opal | Acrylate |  |  |  | 61 mm | 595 mm | 595 mm |  |  |  |  | +/-10% | Safety class II | Acrylate |  | Yes |  | 22 |  |  | 5 years |  | ADAM-cb4851acbd374173a83eaecc00ee3904 | https://www.assets.signify.com/is/image/Signify/d3fe4df580a549708e5baecc00ee40e4 | ADAM-b6cf0f1e191844f19656aeec010148be | https://www.assets.signify.com/is/content/Signify/fp911401840584-pss-global |  |  | ADAM-676703c88481418a8137aecc00df33d7 | https://www.assets.signify.com/is/image/Signify/75847684d60646abbc0aaecc00df3476 | ADAM-603e83dd339d4db2944eaef50084dc4b | https://www.assets.signify.com/is/content/Signify/b369ab1a216b4a06abddaef50084dc49 |  |  |  |  | ADAM-9d4e00be1e444034b3c3aefd00b149e5 | https://www.docs.signify.com/assets/ies/_rc132v34s830nocg5psuw60l60.ies | [14 empty] | ADAM-9bfbdca542f544bea8b2aefd00b1450e | https://www.docs.signify.com/assets/emd/_rc132v34s830nocg5psuw60l60.ldt | ADAM-cd4acd28298a45da9f39af1800880c1f | https://www.assets.signify.com/is/content/Signify/c43b29eb88344db787e8af1800881464 | ADAM-46d7d1f1e0814e6fa98cacef00f59f5a;ADAM-e44636982ef3489c8d1caf32007fac9a | https://www.assets.signify.com/is/content/Signify/1d987a720b894613b47facef00f5bbce;https://www.assets.signify.com/is/content/Signify/b034aea9062a4e9ba8f4af32007fb995 |  |  | L90 | L80 |  | 3400 lumen | White |  | ≥80 | 3000 K | 28.5 W | 120 lm/W | 50 or 60 Hz | 830 warm white | 3400 lumen |  | 28.5 W | 0.9 | [5 empty] | https://www.lighting.philips.com/link/911401840584_EU/prd/aa/en
FP-911401840684 | RC132V G5 36S/840 PSU W60L60 NOC | 911401840684 | 2022-04-14 00:00:00 |  |  | IP20/44 ¦ Finger-protected; wire-protected, splash-proof |  |  |  | 4000 K |  |  |  |  | No | [8 empty] | -10 to +40 °C | [8 empty] | - | Yes | Push-in connector 3-pole | No |  |  | Yes | Power supply unit (On/Off) |  |  | ENEC mark |  | - |  | For mounting on normally flammable surfaces |  | Temperature 650 °C, duration 30 s | Steel | IP20/44 ¦ Finger-protected; wire-protected, splash-proof | (0.38, 0.38) SDCM≤3 |  | 220-240 V | 16 A | 0.2 ms |  |  | No | 120° | +/-10% |  |  | IK03 ¦ 0.3 J |  |  |  |  | 1 unit |  | 21 | Polystyrene | Beam angle 120° |  | Opal | Acrylate |  |  |  | 61 mm | 595 mm | 595 mm |  |  |  |  | +/-10% | Safety class II | Acrylate |  | Yes |  | 22 |  |  | 5 years |  | ADAM-cb4851acbd374173a83eaecc00ee3904 | https://www.assets.signify.com/is/image/Signify/d3fe4df580a549708e5baecc00ee40e4 | ADAM-5cafa20fa4ed4572bea8aeec0130711e | https://www.assets.signify.com/is/content/Signify/fp911401840684-pss-global |  |  | ADAM-676703c88481418a8137aecc00df33d7 | https://www.assets.signify.com/is/image/Signify/75847684d60646abbc0aaecc00df3476 | ADAM-603e83dd339d4db2944eaef50084dc4b | https://www.assets.signify.com/is/content/Signify/b369ab1a216b4a06abddaef50084dc49 |  |  |  |  | ADAM-06af6b9198ea4b538564aefd00b1589f | https://www.docs.signify.com/assets/ies/_rc132v36s840nocg5psuw60l60.ies | [14 empty] | ADAM-6f1985ed8dcb48ddb510aefd00b15559 | https://www.docs.signify.com/assets/emd/_rc132v36s840nocg5psuw60l60.ldt | ADAM-cd4acd28298a45da9f39af1800880c1f | https://www.assets.signify.com/is/content/Signify/c43b29eb88344db787e8af1800881464 | ADAM-46d7d1f1e0814e6fa98cacef00f59f5a;ADAM-e44636982ef3489c8d1caf32007fac9a | https://www.assets.signify.com/is/content/Signify/1d987a720b894613b47facef00f5bbce;https://www.assets.signify.com/is/content/Signify/b034aea9062a4e9ba8f4af32007fb995 |  |  | L90 | L80 |  | 3600 lumen | White |  | ≥80 | 4000 K | 28.5 W | 125 lm/W | 50 or 60 Hz | 840 neutral white | 3600 lumen |  | 28.5 W | 0.9 | [5 empty] | https://www.lighting.philips.com/link/911401840684_EU/prd/aa/en
FP-911401840984 | RC132V G5 36S/840 PSU W30L120 NOC | 911401840984 | 2022-04-14 00:00:00 |  |  | IP20/44 ¦ Finger-protected; wire-protected, splash-proof |  |  |  | 4000 K |  |  |  |  | No | [8 empty] | -10 to +40 °C | [8 empty] | - | Yes | Push-in connector 3-pole | No |  |  | Yes | Power supply unit (On/Off) |  |  | ENEC mark |  | - |  | For mounting on normally flammable surfaces |  | Temperature 650 °C, duration 30 s | Steel | IP20/44 ¦ Finger-protected; wire-protected, splash-proof | (0.38, 0.38) SDCM≤3 |  | 220-240 V | 16 A | 0.2 ms |  |  | No | 120° | +/-10% |  |  | IK03 ¦ 0.3 J |  |  |  |  | 1 unit |  | 21 | Polystyrene | Beam angle 120° |  | Opal | Acrylate |  |  |  | 61 mm | 1195 mm | 295 mm |  |  |  |  | +/-10% | Safety class II | Acrylate |  | Yes |  | 22 |  |  | 5 years |  | ADAM-1f3ad8990a774fde919aaecc00ac7362 | https://www.assets.signify.com/is/image/Signify/93272d067a81458e9dccaecc00ac773a | ADAM-805fa35aeb984d46adefaeec01723e70 | https://www.assets.signify.com/is/content/Signify/fp911401840984-pss-global |  |  | ADAM-834612494b5d48e0ba87aecc00df27f1;ADAM-73b954429dba4bcfb6f3b00500edf158 | https://www.assets.signify.com/is/image/Signify/c886e81b354e45a2a963aecc00df2879;https://www.assets.signify.com/is/image/Signify/1b0eeeead1c747d9ac71b00500edf3ac | ADAM-603e83dd339d4db2944eaef50084dc4b | https://www.assets.signify.com/is/content/Signify/b369ab1a216b4a06abddaef50084dc49 |  |  |  |  | ADAM-e784b0b99b8e409282c7aefd00b195ca | https://www.docs.signify.com/assets/ies/_rc132v36s840nocg5psuw30l120.ies | [14 empty] | ADAM-223abea051af4623a6a8aefd00b19286 | https://www.docs.signify.com/assets/emd/_rc132v36s840nocg5psuw30l120.ldt | ADAM-cd4acd28298a45da9f39af1800880c1f | https://www.assets.signify.com/is/content/Signify/c43b29eb88344db787e8af1800881464 | ADAM-46d7d1f1e0814e6fa98cacef00f59f5a;ADAM-e44636982ef3489c8d1caf32007fac9a | https://www.assets.signify.com/is/content/Signify/1d987a720b894613b47facef00f5bbce;https://www.assets.signify.com/is/content/Signify/b034aea9062a4e9ba8f4af32007fb995 |  |  | L90 | L80 |  | 3600 lumen | White |  | ≥80 | 4000 K | 28.5 W | 125 lm/W | 50 or 60 Hz | 840 neutral white | 3600 lumen |  | 28.5 W | 0.9 | [5 empty] | https://www.lighting.philips.com/link/911401840984_EU/prd/aa/en
FP-911401841084 | RC132V G5 34S/830 PSU W60L60 OC | 911401841084 | 2022-04-14 00:00:00 |  |  | IP20/44 ¦ Finger-protected; wire-protected, splash-proof |  |  |  | 3000 K |  |  |  |  | No | [8 empty] | -10 to +40 °C | [8 empty] | - | Yes | Push-in connector 5-pole | No |  |  | Yes | Power supply unit (On/Off) |  |  | ENEC mark |  | - |  | For mounting on normally flammable surfaces |  | Temperature 650 °C, duration 30 s | Steel | IP20/44 ¦ Finger-protected; wire-protected, splash-proof | (0.43, 0.40) SDCM≤3 |  | 220-240 V | 16 A | 0.2 ms |  |  | No | 90° | +/-10% |  |  | IK03 ¦ 0.3 J |  |  |  |  | 1 unit |  | 21 | Polystyrene | Beam angle 90° |  | Diamond | Acrylate |  |  |  | 62 mm | 595 mm | 595 mm |  |  |  |  | +/-10% | Safety class II | Acrylate |  | Yes |  | 19 |  |  | 5 years |  | ADAM-cb4851acbd374173a83eaecc00ee3904 | https://www.assets.signify.com/is/image/Signify/d3fe4df580a549708e5baecc00ee40e4 | ADAM-ffffc8b225c4486f864aaeec014a4fd4 | https://www.assets.signify.com/is/content/Signify/fp911401841084-pss-global |  |  | ADAM-4a97ab19534e490ba6e9aecc00df35d8;ADAM-115b743df196481db245b00500ee4081 | https://www.assets.signify.com/is/image/Signify/935d53199dc148abaa65aecc00df366d;https://www.assets.signify.com/is/image/Signify/35cc1e1951c7439ea261b00500ee4227 | ADAM-603e83dd339d4db2944eaef50084dc4b | https://www.assets.signify.com/is/content/Signify/b369ab1a216b4a06abddaef50084dc49 |  |  |  |  | ADAM-aba7468efda541119575aefd00b1b6ce | https://www.docs.signify.com/assets/ies/_rc132v34s830ocg5psuw60l60.ies | [14 empty] | ADAM-c52bd6cd306d4b10947baefd00b1acf1 | https://www.docs.signify.com/assets/emd/_rc132v34s830ocg5psuw60l60.ldt | ADAM-cd4acd28298a45da9f39af1800880c1f | https://www.assets.signify.com/is/content/Signify/c43b29eb88344db787e8af1800881464 | ADAM-46d7d1f1e0814e6fa98cacef00f59f5a;ADAM-e44636982ef3489c8d1caf32007fac9a | https://www.assets.signify.com/is/content/Signify/1d987a720b894613b47facef00f5bbce;https://www.assets.signify.com/is/content/Signify/b034aea9062a4e9ba8f4af32007fb995 |  |  | L90 | L80 |  | 3400 lumen | White |  | ≥80 | 3000 K | 28.5 W | 120 lm/W | 50 or 60 Hz | 830 warm white | 3400 lumen |  | 28.5 W | 0.9 | [5 empty] | https://www.lighting.philips.com/link/911401841084_EU/prd/aa/en
FP-911401841184 | RC132V G5 36S/840 PSU W60L60 OC | 911401841184 | 2022-04-14 00:00:00 |  |  | IP20/44 ¦ Finger-protected; wire-protected, splash-proof |  |  |  | 4000 K |  |  |  |  | No | [8 empty] | -10 to +40 °C | [8 empty] | - | Yes | Push-in connector 3-pole | No |  |  | Yes | Power supply unit (On/Off) |  |  | ENEC mark |  | - |  | For mounting on normally flammable surfaces |  | Temperature 650 °C, duration 30 s | Steel | IP20/44 ¦ Finger-protected; wire-protected, splash-proof | (0.38, 0.38) SDCM≤3 |  | 220-240 V | 16 A | 0.2 ms |  |  | No | 90° | +/-10% |  |  | IK03 ¦ 0.3 J |  |  |  |  | 1 unit |  | 21 | Polystyrene | Beam angle 90° |  | Diamond | Acrylate |  |  |  | 62 mm | 595 mm | 595 mm |  |  |  |  | +/-10% | Safety class II | Acrylate |  | Yes |  | 19 |  |  | 5 years |  | ADAM-cb4851acbd374173a83eaecc00ee3904 | https://www.assets.signify.com/is/image/Signify/d3fe4df580a549708e5baecc00ee40e4 | ADAM-dafbf0538019415fb39eaf02018668a5 | https://www.assets.signify.com/is/content/Signify/fp911401841184-pss-global |  |  | ADAM-4a97ab19534e490ba6e9aecc00df35d8;ADAM-115b743df196481db245b00500ee4081 | https://www.assets.signify.com/is/image/Signify/935d53199dc148abaa65aecc00df366d;https://www.assets.signify.com/is/image/Signify/35cc1e1951c7439ea261b00500ee4227 | ADAM-603e83dd339d4db2944eaef50084dc4b | https://www.assets.signify.com/is/content/Signify/b369ab1a216b4a06abddaef50084dc49 |  |  |  |  | ADAM-52a522cf9d044f139e17aefd00b1d5b3 | https://www.docs.signify.com/assets/ies/_rc132v36s840ocg5psuw60l60.ies | [14 empty] | ADAM-56c94326f0664206b198aefd00b1ce54 | https://www.docs.signify.com/assets/emd/_rc132v36s840ocg5psuw60l60.ldt | ADAM-cd4acd28298a45da9f39af1800880c1f | https://www.assets.signify.com/is/content/Signify/c43b29eb88344db787e8af1800881464 | ADAM-46d7d1f1e0814e6fa98cacef00f59f5a;ADAM-e44636982ef3489c8d1caf32007fac9a | https://www.assets.signify.com/is/content/Signify/1d987a720b894613b47facef00f5bbce;https://www.assets.signify.com/is/content/Signify/b034aea9062a4e9ba8f4af32007fb995 |  |  | L90 | L80 |  | 3600 lumen | White |  | ≥80 | 4000 K | 28.5 W | 125 lm/W | 50 or 60 Hz | 840 neutral white | 3600 lumen |  | 28.5 W | 0.9 | [5 empty] | https://www.lighting.philips.com/link/911401841184_EU/prd/aa/en
FP-911401841384 | RC132V G5 36S/840 PSU W30L120 OC | 911401841384 | 2022-04-14 00:00:00 |  |  | IP20/44 ¦ Finger-protected; wire-protected, splash-proof |  |  |  | 4000 K |  |  |  |  | No | [8 empty] | -10 to +40 °C | [8 empty] | - | Yes | Push-in connector 3-pole | No |  |  | Yes | Power supply unit (On/Off) |  |  | ENEC mark |  | - |  | For mounting on normally flammable surfaces |  | Temperature 650 °C, duration 30 s | Steel | IP20/44 ¦ Finger-protected; wire-protected, splash-proof | (0.38, 0.38) SDCM≤3 |  | 220-240 V | 16 A | 0.2 ms |  |  | No | 90° | +/-10% |  |  | IK03 ¦ 0.3 J |  |  |  |  | 1 unit |  | 21 | Polystyrene | Beam angle 90° |  | Diamond | Acrylate |  |  |  | 62 mm | 1195 mm | 295 mm |  |  |  |  | +/-10% | Safety class II | Acrylate |  | Yes |  | 19 |  |  | 5 years |  | ADAM-36b3652064cd4215933baecc00ac7e94 | https://www.assets.signify.com/is/image/Signify/aa417c8da91c480690f0aecc00ac8604 | ADAM-1d389110b2654e10a3abaeec0125be4e | https://www.assets.signify.com/is/content/Signify/fp911401841384-pss-global |  |  | ADAM-6dd37f8ed6764858b82baecc00df29e5;ADAM-925cefb189ec4763a81db00500ee0960 | https://www.assets.signify.com/is/image/Signify/c2371acf914745f6a58caecc00df2a7a;https://www.assets.signify.com/is/image/Signify/f5a805483ec54f4b976cb00500ee0bf0 | ADAM-603e83dd339d4db2944eaef50084dc4b | https://www.assets.signify.com/is/content/Signify/b369ab1a216b4a06abddaef50084dc49 |  |  |  |  | ADAM-6f2ba956a7424647a01daefd00b2125d | https://www.docs.signify.com/assets/ies/_rc132v36s840ocg5psuw30l120.ies | [14 empty] | ADAM-f2d96e36359045768ed5aefd00b20e72 | https://www.docs.signify.com/assets/emd/_rc132v36s840ocg5psuw30l120.ldt | ADAM-cd4acd28298a45da9f39af1800880c1f | https://www.assets.signify.com/is/content/Signify/c43b29eb88344db787e8af1800881464 | ADAM-46d7d1f1e0814e6fa98cacef00f59f5a;ADAM-e44636982ef3489c8d1caf32007fac9a | https://www.assets.signify.com/is/content/Signify/1d987a720b894613b47facef00f5bbce;https://www.assets.signify.com/is/content/Signify/b034aea9062a4e9ba8f4af32007fb995 |  |  | L90 | L80 |  | 3600 lumen | White |  | ≥80 | 4000 K | 28.5 W | 125 lm/W | 50 or 60 Hz | 840 neutral white | 3600 lumen |  | 28.5 W | 0.9 | [5 empty] | https://www.lighting.philips.com/link/911401841384_EU/prd/aa/en
FP-911401841483 | BVP164 LED11/830 PSU 10W SWB CE | 911401841483 | 2021-04-25 00:00:00 |  |  | IP65 ¦ Dust penetration-protected, jet-proof |  |  |  | 3000 K |  |  |  |  | No | [8 empty] | -25 to +40 °C |  | 10 W | [6 empty] | Cable 1.0 m without plug | Yes | Flying leads/wires | No |  |  | Yes | Power supply unit (On/Off) | 0.005 m² | - W | - |  | Steel |  | - |  | Temperature 650 °C, duration 30 s | Aluminum die cast | IP65 ¦ Dust penetration-protected, jet-proof | (0.440, 0.403) SDCM <lt/>5 | - W | 220 to 240 V | 0.78 A | 0.00648 ms | - | LED | No | 110° x 110° | +/-10% |  | Not applicable | IK07 ¦ 2 J reinforced |  |  |  | Mounting bracket adjustable | 1 unit |  | 218 | Glass |  | Symmetrical wide beam | Clear | Tempered glass | Flat | Glass |  | 25.5 mm | 79 mm | 111 mm |  |  |  |  | +/-10% | Safety class I | Polycarbonate | - |  | Luminaire surge protection level until 2 kV differential mode and 2 kV common mode |  | 0 |  | 3 years |  | ADAM-f333c55b1cd64850a587ad3a00a4c325 | https://www.assets.signify.com/is/image/Signify/15888911f0564c8b9458ad3a00a4c5c3 | ADAM-5178812a91d24703b361ad78006286f8 | https://www.assets.signify.com/is/content/Signify/fp911401841483-pss-global |  |  | ADAM-e7c35c9bd43149f69663ad3a00a4da26 | https://www.assets.signify.com/is/image/Signify/a419d51bd15141019042ad3a00a4db1a | ADAM-4f61cf92cd844d6584ebadf800db12cf | https://www.assets.signify.com/is/content/Signify/5e7c8432c534417c9cf5adf800db3cac | [24 empty] | ADAM-da0f48d838734d5bb0a7b00d01098eb2 | https://www.assets.signify.com/is/content/Signify/1868249f77b24eadb985b00d010998d0 |  |  | 80 |  |  | 1100 lumen | Gray |  | <gt/>80 | 3000 K | 10 W | 110 lm/W | 50 or 60 Hz | 830 warm white | 1100 lumen |  | 10 W | 0.95 | [5 empty] | https://www.lighting.philips.com/link/911401841483_EU/prd/aa/en
FP-911401841484 | RC132V G5 34S/830 PSD W60L60 OC | 911401841484 | 2022-04-14 00:00:00 |  |  | IP20/44 ¦ Finger-protected; wire-protected, splash-proof |  |  |  | 3000 K |  |  |  |  | Yes | [8 empty] | -10 to +40 °C | [8 empty] | - | Yes | Push-in connector 5-pole | No | DALI |  | Yes | Power supply unit with DALI interface |  |  | ENEC mark |  | - |  | For mounting on normally flammable surfaces |  | Temperature 650 °C, duration 30 s | Steel | IP20/44 ¦ Finger-protected; wire-protected, splash-proof | (0.43, 0.40) SDCM≤3 |  | 220-240 V | 18.3 A | 0.276 ms |  |  | No | 90° | +/-10% |  | 3% | IK03 ¦ 0.3 J |  |  |  |  | 1 unit |  | 14 | Polystyrene | Beam angle 90° |  | Diamond | Acrylate |  |  |  | 67 mm | 595 mm | 595 mm |  |  |  |  | +/-10% | Safety class II | Acrylate |  | Yes |  | 19 |  |  | 5 years |  | ADAM-cb4851acbd374173a83eaecc00ee3904 | https://www.assets.signify.com/is/image/Signify/d3fe4df580a549708e5baecc00ee40e4 | ADAM-f96a38838f1f4b05a945aeee00ac2209 | https://www.assets.signify.com/is/content/Signify/fp911401841484-pss-global |  |  | ADAM-ff6645d423a74dc58df0aecc00df3080;ADAM-850bdb3a536a42a1991db00500ee2765 | https://www.assets.signify.com/is/image/Signify/950d17bfb2334676b347aecc00df3118;https://www.assets.signify.com/is/image/Signify/d0605d4b266f4e6d96b3b00500ee289a | ADAM-603e83dd339d4db2944eaef50084dc4b | https://www.assets.signify.com/is/content/Signify/b369ab1a216b4a06abddaef50084dc49 |  |  |  |  | ADAM-e777e4eb49aa48cd8978aefd00b2222e | https://www.docs.signify.com/assets/ies/_rc132v34s830ocg5psdw60l60.ies | [14 empty] | ADAM-502bab8bcbf84f18bc18aefd00b21d1a | https://www.docs.signify.com/assets/emd/_rc132v34s830ocg5psdw60l60.ldt | ADAM-cd4acd28298a45da9f39af1800880c1f | https://www.assets.signify.com/is/content/Signify/c43b29eb88344db787e8af1800881464 | ADAM-46d7d1f1e0814e6fa98cacef00f59f5a;ADAM-e44636982ef3489c8d1caf32007fac9a | https://www.assets.signify.com/is/content/Signify/1d987a720b894613b47facef00f5bbce;https://www.assets.signify.com/is/content/Signify/b034aea9062a4e9ba8f4af32007fb995 |  |  | L90 | L80 |  | 3400 lumen | White |  | ≥80 | 3000 K | 28.5 W | 120 lm/W | 50 or 60 Hz | 830 warm white | 3400 lumen |  | 28.5 W | 0.9 | [5 empty] | https://www.lighting.philips.com/link/911401841484_EU/prd/aa/en
FP-911401841584 | RC132V G5 36S/840 PSD W60L60 OC | 911401841584 | 2022-04-14 00:00:00 |  |  | IP20/44 ¦ Finger-protected; wire-protected, splash-proof |  |  |  | 4000 K |  |  |  |  | Yes | [8 empty] | -10 to +40 °C | [8 empty] | - | Yes | Push-in connector 5-pole | No | DALI |  | Yes | Power supply unit with DALI interface |  |  | ENEC mark |  | - |  | For mounting on normally flammable surfaces |  | Temperature 650 °C, duration 30 s | Steel | IP20/44 ¦ Finger-protected; wire-protected, splash-proof | (0.38, 0.38) SDCM≤3 |  | 220-240 V | 18.3 A | 0.276 ms |  |  | No | 90° | +/-10% |  | 3% | IK03 ¦ 0.3 J |  |  |  |  | 1 unit |  | 14 | Polystyrene | Beam angle 90° |  | Diamond | Acrylate |  |  |  | 67 mm | 595 mm | 595 mm |  |  |  |  | +/-10% | Safety class II | Acrylate |  | Yes |  | 19 |  |  | 5 years |  | ADAM-cb4851acbd374173a83eaecc00ee3904 | https://www.assets.signify.com/is/image/Signify/d3fe4df580a549708e5baecc00ee40e4 | ADAM-6fa18002d4da47a49262aeee00ac591e | https://www.assets.signify.com/is/content/Signify/fp911401841584-pss-global |  |  | ADAM-ff6645d423a74dc58df0aecc00df3080;ADAM-850bdb3a536a42a1991db00500ee2765 | https://www.assets.signify.com/is/image/Signify/950d17bfb2334676b347aecc00df3118;https://www.assets.signify.com/is/image/Signify/d0605d4b266f4e6d96b3b00500ee289a | ADAM-603e83dd339d4db2944eaef50084dc4b | https://www.assets.signify.com/is/content/Signify/b369ab1a216b4a06abddaef50084dc49 |  |  |  |  | ADAM-3bf85320d5d84d47830faefd00b232f0 | https://www.docs.signify.com/assets/ies/_rc132v36s840ocg5psdw60l60.ies | [14 empty] | ADAM-31188777b041434486c6aefd00b22eff | https://www.docs.signify.com/assets/emd/_rc132v36s840ocg5psdw60l60.ldt | ADAM-cd4acd28298a45da9f39af1800880c1f | https://www.assets.signify.com/is/content/Signify/c43b29eb88344db787e8af1800881464 | ADAM-46d7d1f1e0814e6fa98cacef00f59f5a;ADAM-e44636982ef3489c8d1caf32007fac9a | https://www.assets.signify.com/is/content/Signify/1d987a720b894613b47facef00f5bbce;https://www.assets.signify.com/is/content/Signify/b034aea9062a4e9ba8f4af32007fb995 |  |  | L90 | L80 |  | 3600 lumen | White |  | ≥80 | 4000 K | 28.5 W | 125 lm/W | 50 or 60 Hz | 840 neutral white | 3600 lumen |  | 28.5 W | 0.9 | [5 empty] | https://www.lighting.philips.com/link/911401841584_EU/prd/aa/en
FP-911401841684 | RC132V G5 48S/840 PSD W60L60 OC | 911401841684 | 2022-04-14 00:00:00 |  |  | IP20/44 ¦ Finger-protected; wire-protected, splash-proof |  |  |  | 4000 K |  |  |  |  | Yes | [8 empty] | -10 to +40 °C | [8 empty] | - | Yes | Push-in connector 5-pole | No | DALI |  | Yes | Power supply unit with DALI interface |  |  | ENEC mark |  | - |  | For mounting on normally flammable surfaces |  | Temperature 650 °C, duration 30 s | Steel | IP20/44 ¦ Finger-protected; wire-protected, splash-proof | (0.38, 0.38) SDCM≤3 |  | 220-240 V | 18.7 A | 0.288 ms |  |  | No | 90° | +/-10% |  | 3% | IK03 ¦ 0.3 J |  |  |  |  | 1 unit |  | 12 | Polystyrene | Beam angle 90° |  | Diamond | Acrylate |  |  |  | 67 mm | 595 mm | 595 mm |  |  |  |  | +/-10% | Safety class II | Acrylate |  | Yes |  | 19 |  |  | 5 years |  | ADAM-cb4851acbd374173a83eaecc00ee3904 | https://www.assets.signify.com/is/image/Signify/d3fe4df580a549708e5baecc00ee40e4 | ADAM-1416e134ee8e44cb878eaeee00ae9d85 | https://www.assets.signify.com/is/content/Signify/fp911401841684-pss-global |  |  | ADAM-ff6645d423a74dc58df0aecc00df3080;ADAM-850bdb3a536a42a1991db00500ee2765 | https://www.assets.signify.com/is/image/Signify/950d17bfb2334676b347aecc00df3118;https://www.assets.signify.com/is/image/Signify/d0605d4b266f4e6d96b3b00500ee289a | ADAM-603e83dd339d4db2944eaef50084dc4b | https://www.assets.signify.com/is/content/Signify/b369ab1a216b4a06abddaef50084dc49 |  |  |  |  | ADAM-9549b2d079734ef28d21aefd00b23dec | https://www.docs.signify.com/assets/ies/_rc132v48s840ocg5psdw60l60.ies | [14 empty] | ADAM-f967ae42643f43718b5baefd00b23af9 | https://www.docs.signify.com/assets/emd/_rc132v48s840ocg5psdw60l60.ldt | ADAM-cd4acd28298a45da9f39af1800880c1f | https://www.assets.signify.com/is/content/Signify/c43b29eb88344db787e8af1800881464 | ADAM-46d7d1f1e0814e6fa98cacef00f59f5a;ADAM-e44636982ef3489c8d1caf32007fac9a | https://www.assets.signify.com/is/content/Signify/1d987a720b894613b47facef00f5bbce;https://www.assets.signify.com/is/content/Signify/b034aea9062a4e9ba8f4af32007fb995 |  |  | L85 | L70 |  | 4800 lumen | White |  | ≥80 | 4000 K | 40 W | 120 lm/W | 50 or 60 Hz | 840 neutral white | 4800 lumen |  | 40 W | 0.9 | [5 empty] | https://www.lighting.philips.com/link/911401841684_EU/prd/aa/en
FP-911401841782 | BN021C LED5S/840 L300 | 911401841782 | 2021-01-18 00:00:00 |  |  | IP20 ¦ Finger-protected |  |  | G13 ¦ Medium Bi-Pin Fluorescent | 4000 K |  |  |  |  | No | [8 empty] | -20 to +40 °C | [8 empty] | - | CE mark | Plug-in connector 2-pole | No |  |  | Yes | Power supply unit (On/Off) |  |  | - |  | - |  | For mounting on normally flammable surfaces |  | Temperature 650 °C, duration 30 s | Polycarbonate | IP20 ¦ Finger-protected | 0.38, 0.38, SDCM≤5 |  | 220 to 240 V | 8.7 A | 0.001 ms |  |  | No | 174° | +/-10% |  | Not applicable | IK02 ¦ 0.2 J standard |  |  |  |  | 1 unit |  | 10 | Polycarbonate | Very wide beam |  | Opal | Polycarbonate |  |  |  | 35.7 mm | 326 mm | 28.4 mm |  |  |  |  | +/-10% | Safety class II | Polycarbonate |  | Not applicable |  | 27 |  |  | 3 years |  | ADAM-c214b05d70fc4074aa47acef00c53cb9 | https://www.assets.signify.com/is/image/Signify/6433edb96ecb4fa882b7acef00c542d6 | ADAM-02c6d504438143e4acfcad1c00f2161b | https://www.assets.signify.com/is/content/Signify/fp911401841782-pss-global |  |  | ADAM-47e8718443664d3aab21acef00c58e67 | https://www.assets.signify.com/is/image/Signify/dcfe1eb1a49c4275a272acef00c59365 | ADAM-c584bab9e2114a319495ad3a00b61a71 | https://www.assets.signify.com/is/content/Signify/884687865d63452eb5d9ad3a00b61e2f | [22 empty] | ADAM-e2ff3995417c4b58b856adfa00fc2876;ADAM-4126fe4effde499bb237ae2401097d29 | https://www.assets.signify.com/is/content/Signify/53b697d9ef114447a349adfa00fc2d14;https://www.assets.signify.com/is/image/Signify/90bfe466b799453d83fdae2401098044 | ADAM-a862ebac7ee643babfc3b00d010958b4 | https://www.assets.signify.com/is/content/Signify/9cb5a14fc88e4342aa58b00d01096542 |  |  | L65 |  |  | 540 lumen | White |  | <gt/>80 | 4000 K | 5 W | 108 lm/W | 50 or 60 Hz | 840 neutral white | 540 lumen |  | 5 W | 0.8 | [5 empty] | https://www.lighting.philips.com/link/911401841782_EU/prd/aa/en
FP-911401841882 | BN021C LED5S/830 L300 | 911401841882 | 2021-01-18 00:00:00 |  |  | IP20 ¦ Finger-protected |  |  | G13 ¦ Medium Bi-Pin Fluorescent | 3000 K |  |  |  |  | No | [8 empty] | -20 to +40 °C | [8 empty] | - | CE mark | Plug-in connector 2-pole | No |  |  | Yes | Power supply unit (On/Off) |  |  | - |  | - |  | For mounting on normally flammable surfaces |  | Temperature 650 °C, duration 30 s | Polycarbonate | IP20 ¦ Finger-protected | 0.43, 0.40, SDCM≤5 |  | 220 to 240 V | 8.7 A | 0.001 ms |  |  | No | 174° | +/-10% |  | Not applicable | IK02 ¦ 0.2 J standard |  |  |  |  | 1 unit |  | 10 | Polycarbonate | Very wide beam |  | Opal | Polycarbonate |  |  |  | 35.7 mm | 326 mm | 28.4 mm |  |  |  |  | +/-10% | Safety class II | Polycarbonate |  | Not applicable |  | 27 |  |  | 3 years |  | ADAM-c214b05d70fc4074aa47acef00c53cb9 | https://www.assets.signify.com/is/image/Signify/6433edb96ecb4fa882b7acef00c542d6 | ADAM-980fe5440ffb4e078b1fad1c00f2797a | https://www.assets.signify.com/is/content/Signify/fp911401841882-pss-global |  |  | ADAM-47e8718443664d3aab21acef00c58e67 | https://www.assets.signify.com/is/image/Signify/dcfe1eb1a49c4275a272acef00c59365 | ADAM-c584bab9e2114a319495ad3a00b61a71 | https://www.assets.signify.com/is/content/Signify/884687865d63452eb5d9ad3a00b61e2f | [22 empty] | ADAM-e2ff3995417c4b58b856adfa00fc2876;ADAM-4126fe4effde499bb237ae2401097d29 | https://www.assets.signify.com/is/content/Signify/53b697d9ef114447a349adfa00fc2d14;https://www.assets.signify.com/is/image/Signify/90bfe466b799453d83fdae2401098044 | ADAM-a862ebac7ee643babfc3b00d010958b4 | https://www.assets.signify.com/is/content/Signify/9cb5a14fc88e4342aa58b00d01096542 |  |  | L65 |  |  | 480 lumen | White |  | <gt/>80 | 3000 K | 5 W | 96 lm/W | 50 or 60 Hz | 830 warm white | 480 lumen |  | 5 W | 0.8 | [5 empty] | https://www.lighting.philips.com/link/911401841882_EU/prd/aa/en
FP-911401841884 | RC132V G5 34S/830 PSD W30L120 OC | 911401841884 | 2022-04-14 00:00:00 |  |  | IP20/44 ¦ Finger-protected; wire-protected, splash-proof |  |  |  | 3000 K |  |  |  |  | Yes | [8 empty] | -10 to +40 °C | [8 empty] | - | Yes | Push-in connector 5-pole | No | DALI |  | Yes | Power supply unit with DALI interface |  |  | ENEC mark |  | - |  | For mounting on normally flammable surfaces |  | Temperature 650 °C, duration 30 s | Steel | IP20/44 ¦ Finger-protected; wire-protected, splash-proof | (0.43, 0.40) SDCM≤3 |  | 220-240 V | 18.3 A | 0.276 ms |  |  | No | 90° | +/-10% |  | 3% | IK03 ¦ 0.3 J |  |  |  |  | 1 unit |  | 14 | Polystyrene | Beam angle 90° |  | Diamond | Acrylate |  |  |  | 67 mm | 1195 mm | 295 mm |  |  |  |  | +/-10% | Safety class II | Acrylate |  | Yes |  | 19 |  |  | 5 years |  | ADAM-36b3652064cd4215933baecc00ac7e94 | https://www.assets.signify.com/is/image/Signify/aa417c8da91c480690f0aecc00ac8604 | ADAM-ce141dcff0b64710a93eaeec01276aa7 | https://www.assets.signify.com/is/content/Signify/fp911401841884-pss-global |  |  | ADAM-79d8df67708844919f2baecc00df250f;ADAM-4b827a8be24f4a6da0ddb00500ede7c7 | https://www.assets.signify.com/is/image/Signify/fb12e733b57848b996cdaecc00df25ad;https://www.assets.signify.com/is/image/Signify/4e974992536743088ea4b00500ede9e0 | ADAM-603e83dd339d4db2944eaef50084dc4b | https://www.assets.signify.com/is/content/Signify/b369ab1a216b4a06abddaef50084dc49 |  |  |  |  | ADAM-e721df69ac124407bb85aefd00b25dc8 | https://www.docs.signify.com/assets/ies/_rc132v34s830ocg5psdw30l120.ies | [14 empty] | ADAM-7cd401a0255f46a6a919aefd00b25b15 | https://www.docs.signify.com/assets/emd/_rc132v34s830ocg5psdw30l120.ldt | ADAM-cd4acd28298a45da9f39af1800880c1f | https://www.assets.signify.com/is/content/Signify/c43b29eb88344db787e8af1800881464 | ADAM-46d7d1f1e0814e6fa98cacef00f59f5a;ADAM-e44636982ef3489c8d1caf32007fac9a | https://www.assets.signify.com/is/content/Signify/1d987a720b894613b47facef00f5bbce;https://www.assets.signify.com/is/content/Signify/b034aea9062a4e9ba8f4af32007fb995 |  |  | L90 | L80 |  | 3400 lumen | White |  | ≥80 | 3000 K | 28.5 W | 120 lm/W | 50 or 60 Hz | 830 warm white | 3400 lumen |  | 28.5 W | 0.9 | [5 empty] | https://www.lighting.philips.com/link/911401841884_EU/prd/aa/en
FP-911401841982 | BN021C LED10S/840 L600 | 911401841982 | 2021-01-18 00:00:00 |  |  | IP20 ¦ Finger-protected |  |  | G13 ¦ Medium Bi-Pin Fluorescent | 4000 K |  |  |  |  | No | [8 empty] | -20 to +40 °C | [8 empty] | - | CE mark | Plug-in connector 2-pole | No |  |  | Yes | Power supply unit (On/Off) |  |  | - |  | - |  | For mounting on normally flammable surfaces |  | Temperature 650 °C, duration 30 s | Polycarbonate | IP20 ¦ Finger-protected | 0.38, 0.38, SDCM≤5 |  | 220 to 240 V | 9 A | 0.001 ms |  |  | No | 170° | +/-10% |  | Not applicable | IK02 ¦ 0.2 J standard |  |  |  |  | 1 unit |  | 10 | Polycarbonate | Very wide beam |  | Opal | Polycarbonate |  |  |  | 35.7 mm | 586 mm | 28.4 mm |  |  |  |  | +/-10% | Safety class II | Polycarbonate |  | Not applicable |  | 27 |  |  | 3 years |  | ADAM-c214b05d70fc4074aa47acef00c53cb9 | https://www.assets.signify.com/is/image/Signify/6433edb96ecb4fa882b7acef00c542d6 | ADAM-0541738dd32d406cb109ad1c00f17a86 | https://www.assets.signify.com/is/content/Signify/fp911401841982-pss-global |  |  | ADAM-d0d8ffc196e74a8b9e36acef00c5975b | https://www.assets.signify.com/is/image/Signify/22b89b9f64eb414496e0acef00c59a0f | ADAM-c584bab9e2114a319495ad3a00b61a71 | https://www.assets.signify.com/is/content/Signify/884687865d63452eb5d9ad3a00b61e2f | [22 empty] | ADAM-e2ff3995417c4b58b856adfa00fc2876;ADAM-4126fe4effde499bb237ae2401097d29 | https://www.assets.signify.com/is/content/Signify/53b697d9ef114447a349adfa00fc2d14;https://www.assets.signify.com/is/image/Signify/90bfe466b799453d83fdae2401098044 | ADAM-a862ebac7ee643babfc3b00d010958b4 | https://www.assets.signify.com/is/content/Signify/9cb5a14fc88e4342aa58b00d01096542 |  |  | L65 |  |  | 1050 lumen | White |  | <gt/>80 | 4000 K | 10 W | 105 lm/W | 50 or 60 Hz | 840 neutral white | 1050 lumen |  | 10 W | 0.9 | [5 empty] | https://www.lighting.philips.com/link/911401841982_EU/prd/aa/en
FP-911401841984 | RC132V G5 36S/840 PSD W30L120 OC | 911401841984 | 2022-04-14 00:00:00 |  |  | IP20/44 ¦ Finger-protected; wire-protected, splash-proof |  |  |  | 4000 K |  |  |  |  | Yes | [8 empty] | -10 to +40 °C | [8 empty] | - | Yes | Push-in connector 5-pole | No | DALI |  | Yes | Power supply unit with DALI interface |  |  | ENEC mark |  | - |  | For mounting on normally flammable surfaces |  | Temperature 650 °C, duration 30 s | Steel | IP20/44 ¦ Finger-protected; wire-protected, splash-proof | (0.38, 0.38) SDCM≤3 |  | 220-240 V | 18.3 A | 0.276 ms |  |  | No | 90° | +/-10% |  | 3% | IK03 ¦ 0.3 J |  |  |  |  | 1 unit |  | 14 | Polystyrene | Beam angle 90° |  | Diamond | Acrylate |  |  |  | 67 mm | 1195 mm | 295 mm |  |  |  |  | +/-10% | Safety class II | Acrylate |  | Yes |  | 19 |  |  | 5 years |  | ADAM-36b3652064cd4215933baecc00ac7e94 | https://www.assets.signify.com/is/image/Signify/aa417c8da91c480690f0aecc00ac8604 | ADAM-ed6fca1c3cfc43d19ab9aeec0164fe7c | https://www.assets.signify.com/is/content/Signify/fp911401841984-pss-global |  |  | ADAM-79d8df67708844919f2baecc00df250f;ADAM-4b827a8be24f4a6da0ddb00500ede7c7 | https://www.assets.signify.com/is/image/Signify/fb12e733b57848b996cdaecc00df25ad;https://www.assets.signify.com/is/image/Signify/4e974992536743088ea4b00500ede9e0 | ADAM-603e83dd339d4db2944eaef50084dc4b | https://www.assets.signify.com/is/content/Signify/b369ab1a216b4a06abddaef50084dc49 |  |  |  |  | ADAM-0c180f6a663d49649d5daefd00b27632 | https://www.docs.signify.com/assets/ies/_rc132v36s840ocg5psdw30l120.ies | [14 empty] | ADAM-ace51037ab904627a7a5aefd00b26d56 | https://www.docs.signify.com/assets/emd/_rc132v36s840ocg5psdw30l120.ldt | ADAM-cd4acd28298a45da9f39af1800880c1f | https://www.assets.signify.com/is/content/Signify/c43b29eb88344db787e8af1800881464 | ADAM-46d7d1f1e0814e6fa98cacef00f59f5a;ADAM-e44636982ef3489c8d1caf32007fac9a | https://www.assets.signify.com/is/content/Signify/1d987a720b894613b47facef00f5bbce;https://www.assets.signify.com/is/content/Signify/b034aea9062a4e9ba8f4af32007fb995 |  |  | L90 | L80 |  | 3600 lumen | White |  | ≥80 | 4000 K | 28.5 W | 125 lm/W | 50 or 60 Hz | 840 neutral white | 3600 lumen |  | 28.5 W | 0.9 | [5 empty] | https://www.lighting.philips.com/link/911401841984_EU/prd/aa/en
FP-911401842082 | BN021C LED10S/830 L600 | 911401842082 | 2021-01-18 00:00:00 |  |  | IP20 ¦ Finger-protected |  |  | G13 ¦ Medium Bi-Pin Fluorescent | 3000 K |  |  |  |  | No | [8 empty] | -20 to +40 °C | [8 empty] | - | CE mark | Plug-in connector 2-pole | No |  |  | Yes | Power supply unit (On/Off) |  |  | - |  | - |  | For mounting on normally flammable surfaces |  | Temperature 650 °C, duration 30 s | Polycarbonate | IP20 ¦ Finger-protected | 0.43, 0.40, SDCM≤5 |  | 220 to 240 V | 9 A | 0.001 ms |  |  | No | 170° | +/-10% |  | Not applicable | IK02 ¦ 0.2 J standard |  |  |  |  | 1 unit |  | 10 | Polycarbonate | Very wide beam |  | Opal | Polycarbonate |  |  |  | 35.7 mm | 586 mm | 28.4 mm |  |  |  |  | +/-10% | Safety class II | Polycarbonate |  | Not applicable |  | 27 |  |  | 3 years |  | ADAM-c214b05d70fc4074aa47acef00c53cb9 | https://www.assets.signify.com/is/image/Signify/6433edb96ecb4fa882b7acef00c542d6 | ADAM-8a5ee6524c5e4457af66ad1c00ef89ac | https://www.assets.signify.com/is/content/Signify/fp911401842082-pss-global |  |  | ADAM-d0d8ffc196e74a8b9e36acef00c5975b | https://www.assets.signify.com/is/image/Signify/22b89b9f64eb414496e0acef00c59a0f | ADAM-c584bab9e2114a319495ad3a00b61a71 | https://www.assets.signify.com/is/content/Signify/884687865d63452eb5d9ad3a00b61e2f | [22 empty] | ADAM-e2ff3995417c4b58b856adfa00fc2876;ADAM-4126fe4effde499bb237ae2401097d29 | https://www.assets.signify.com/is/content/Signify/53b697d9ef114447a349adfa00fc2d14;https://www.assets.signify.com/is/image/Signify/90bfe466b799453d83fdae2401098044 | ADAM-a862ebac7ee643babfc3b00d010958b4 | https://www.assets.signify.com/is/content/Signify/9cb5a14fc88e4342aa58b00d01096542 |  |  | L65 |  |  | 960 lumen | White |  | <gt/>80 | 3000 K | 10 W | 96 lm/W | 50 or 60 Hz | 830 warm white | 960 lumen |  | 10 W | 0.9 | [5 empty] | https://www.lighting.philips.com/link/911401842082_EU/prd/aa/en
FP-911401842182 | BN021C LED15S/840 L900 | 911401842182 | 2021-01-18 00:00:00 |  |  | IP20 ¦ Finger-protected |  |  | G13 ¦ Medium Bi-Pin Fluorescent | 4000 K |  |  |  |  | No | [8 empty] | -20 to +40 °C | [8 empty] | - | CE mark | Plug-in connector 2-pole | No |  |  | Yes | Power supply unit (On/Off) |  |  | - |  | - |  | For mounting on normally flammable surfaces |  | Temperature 650 °C, duration 30 s | Polycarbonate | IP20 ¦ Finger-protected | 0.38, 0.38, SDCM≤5 |  | 220 to 240 V | 11 A | 0.001 ms |  |  | No | 168° | +/-10% |  | Not applicable | IK02 ¦ 0.2 J standard |  |  |  |  | 1 unit |  | 10 | Polycarbonate | Very wide beam |  | Opal | Polycarbonate |  |  |  | 35.7 mm | 886 mm | 28.4 mm |  |  |  |  | +/-10% | Safety class II | Polycarbonate |  | Not applicable |  | 27 |  |  | 3 years |  | ADAM-c214b05d70fc4074aa47acef00c53cb9 | https://www.assets.signify.com/is/image/Signify/6433edb96ecb4fa882b7acef00c542d6 | ADAM-c2ceabede7e945e0bb3ead1c00f07562 | https://www.assets.signify.com/is/content/Signify/fp911401842182-pss-global |  |  | ADAM-3a38a5dd21014b79b11aacef00c59db7 | https://www.assets.signify.com/is/image/Signify/0377065d4ceb41fdb546acef00c59ffa | ADAM-c584bab9e2114a319495ad3a00b61a71 | https://www.assets.signify.com/is/content/Signify/884687865d63452eb5d9ad3a00b61e2f | [22 empty] | ADAM-e2ff3995417c4b58b856adfa00fc2876;ADAM-4126fe4effde499bb237ae2401097d29 | https://www.assets.signify.com/is/content/Signify/53b697d9ef114447a349adfa00fc2d14;https://www.assets.signify.com/is/image/Signify/90bfe466b799453d83fdae2401098044 | ADAM-a862ebac7ee643babfc3b00d010958b4 | https://www.assets.signify.com/is/content/Signify/9cb5a14fc88e4342aa58b00d01096542 |  |  | L65 |  |  | 1600 lumen | White |  | <gt/>80 | 4000 K | 15 W | 106.7 lm/W | 50 or 60 Hz | 840 neutral white | 1600 lumen |  | 15 W | 0.9 | [5 empty] | https://www.lighting.philips.com/link/911401842182_EU/prd/aa/en
FP-911401842280 | SM060C LED34S/840 PSU W20L120 OC | 911401842280 | 2019-05-21 00:00:00 |  |  | IP20 ¦ Finger-protected |  |  |  | 4000 K |  |  |  |  | No | [8 empty] | +10 to +40 °C |  |  | 80 degree(s) | [5 empty] | - | Yes | Push-in connector 3-pole | No |  | 0.005 % | Yes | Power supply unit (On/Off) |  |  | - |  | Steel |  | For mounting on normally flammable surfaces |  | Temperature 650 °C, duration 30 s | Steel | IP20 ¦ Finger-protected | SDCM<lt/>5 |  | 220-240 V | 10.8 A | 0.036 ms |  |  | No | 90° | +/-50% |  |  | IK03 ¦ 0.3 J |  |  |  |  | 1 unit |  | 24 | Polycarbonate | Beam angle 90° |  | Opal | Acrylate and polycarbonate |  |  |  | 53 mm | 1200 mm | 200 mm |  |  |  |  | +/-10% | Safety class I | Steel |  | Yes |  | 19 |  |  | 3 years |  | ADAM-20161228113215412 | https://www.assets.signify.com/is/image/Signify/8dc0ef23be8b479c9fe6a6ea00ad2147 | ADAM-93ed1496999c474ca6afaa87012da101 | https://www.assets.signify.com/is/content/PhilipsLighting/fp911401842280-pss-global |  |  | ADAM-856b780135394fd3b46eaa8600f71676 | https://www.assets.signify.com/is/image/PhilipsLighting/3e9ed0c449b040729fd3aa8600f71673 | ADAM-58cea511d3224f5f8a0aad9d015e3abf | https://www.assets.signify.com/is/content/Signify/48dcb54722f849678f37ad9d015e3fcf | [22 empty] | ADAM-e2ff3995417c4b58b856adfa00fc2876;ADAM-7ed363fbbd4b4b11a19bae240109ab11;ADAM-c7ad2fe24d53448fa944ae3700eb83f1 | https://www.assets.signify.com/is/content/Signify/53b697d9ef114447a349adfa00fc2d14;https://www.assets.signify.com/is/image/Signify/07afa006f6e041e7be70ae240109b0c8;https://www.assets.signify.com/is/image/Signify/8d0cd6cac3634a689391ae3700eb8985 | ADAM-66e7e2bdedc44f9f86eca9d900ed5bb1;ADAM-53c90173b6bd49979b00b00d0109c44d | https://www.assets.signify.com/is/content/PhilipsLighting/2ea8af367ef1422ab4d2a9d900ed6099;https://www.assets.signify.com/is/content/Signify/5062cd6965324f719f6bb00d0109d4a4 |  | L65 | L75 |  |  | 3400 lumen | White |  | ≥80 | 4000 K | 34 W | 100 lm/W | 50 or 60 Hz | 840 neutral white | 3400 lumen |  | 34 W | 0.9 | [5 empty] | https://www.lighting.philips.com/link/911401842280_EU/prd/aa/en
FP-911401842282 | BN021C LED14S/830 L900 | 911401842282 | 2021-01-18 00:00:00 |  |  | IP20 ¦ Finger-protected |  |  | G13 ¦ Medium Bi-Pin Fluorescent | 3000 K |  |  |  |  | No | [8 empty] | -20 to +40 °C | [8 empty] | - | CE mark | Plug-in connector 2-pole | No |  |  | Yes | Power supply unit (On/Off) |  |  | - |  | - |  | For mounting on normally flammable surfaces |  | Temperature 650 °C, duration 30 s | Polycarbonate | IP20 ¦ Finger-protected | 0.43, 0.40, SDCM≤5 |  | 220 to 240 V | 11 A | 0.001 ms |  |  | No | 168° | +/-10% |  | Not applicable | IK02 ¦ 0.2 J standard |  |  |  |  | 1 unit |  | 10 | Polycarbonate | Very wide beam |  | Opal | Polycarbonate |  |  |  | 35.7 mm | 886 mm | 28.4 mm |  |  |  |  | +/-10% | Safety class II | Polycarbonate |  | Not applicable |  | 27 |  |  | 3 years |  | ADAM-c214b05d70fc4074aa47acef00c53cb9 | https://www.assets.signify.com/is/image/Signify/6433edb96ecb4fa882b7acef00c542d6 | ADAM-9aaa010517f4419580b4ad1c00f0e334 | https://www.assets.signify.com/is/content/Signify/fp911401842282-pss-global |  |  | ADAM-3a38a5dd21014b79b11aacef00c59db7 | https://www.assets.signify.com/is/image/Signify/0377065d4ceb41fdb546acef00c59ffa | ADAM-c584bab9e2114a319495ad3a00b61a71 | https://www.assets.signify.com/is/content/Signify/884687865d63452eb5d9ad3a00b61e2f | [22 empty] | ADAM-e2ff3995417c4b58b856adfa00fc2876;ADAM-4126fe4effde499bb237ae2401097d29 | https://www.assets.signify.com/is/content/Signify/53b697d9ef114447a349adfa00fc2d14;https://www.assets.signify.com/is/image/Signify/90bfe466b799453d83fdae2401098044 | ADAM-a862ebac7ee643babfc3b00d010958b4 | https://www.assets.signify.com/is/content/Signify/9cb5a14fc88e4342aa58b00d01096542 |  |  | L65 |  |  | 1450 lumen | White |  | <gt/>80 | 3000 K | 15 W | 96.7 lm/W | 50 or 60 Hz | 830 warm white | 1450 lumen |  | 15 W | 0.9 | [5 empty] | https://www.lighting.philips.com/link/911401842282_EU/prd/aa/en
FP-911401842380 | RC060B LED40S/840 PSU W60L60 NOC | 911401842380 | 2019-05-21 00:00:00 |  |  | IP20 ¦ Finger-protected |  |  |  | 4000 K |  |  |  |  | No | [8 empty] | +10 to +40 °C |  |  | 110 degree(s) | [5 empty] | - | Yes | Push-in connector 3-pole | No |  | 0.005 % | Yes | Power supply unit (On/Off) |  |  | - |  | Steel |  | - |  | Temperature 650 °C, duration 30 s | Steel | IP20 ¦ Finger-protected | SDCM<lt/>5 |  | 220-240 V | 9.68 A | 0.075 ms |  |  | No | 110° | +/-10% |  |  | IK03 ¦ 0.3 J |  |  |  |  | 1 unit |  | 24 | Polymethyl methacrylate | Beam angle 110° |  | Opal | Polymethyl methacrylate |  |  |  | 41 mm | 597 mm | 597 mm |  |  |  |  | +/-10% | Safety class I | Steel |  | Yes |  | 25 |  |  | 3 years |  | ADAM-20161228113117443 | https://www.assets.signify.com/is/image/Signify/eada778446694c0eb868a6ea00acfed8 | ADAM-31f1ab7bc75945db82cbaa86012b3020 | https://www.assets.signify.com/is/content/PhilipsLighting/fp911401842380-pss-global |  |  | ADAM-20170112141222442 | https://www.assets.signify.com/is/image/PhilipsLighting/0e21c80908e84b9fb89fa6f900d92bfa | ADAM-f7b204e0a10740c1ab05ad9d015e41ae | https://www.assets.signify.com/is/content/Signify/f599b818af894361a912ad9d015e43f8 | [22 empty] | ADAM-e2ff3995417c4b58b856adfa00fc2876;ADAM-7978e8d8340c4de5b33cae2401099272 | https://www.assets.signify.com/is/content/Signify/53b697d9ef114447a349adfa00fc2d14;https://www.assets.signify.com/is/image/Signify/620ea66c733f4dfe872fae24010997b1 | ADAM-66e7e2bdedc44f9f86eca9d900ed5bb1;ADAM-3ea1187d1fc24f5da382b00d0109a343 | https://www.assets.signify.com/is/content/PhilipsLighting/2ea8af367ef1422ab4d2a9d900ed6099;https://www.assets.signify.com/is/content/Signify/ed12e6bc27434865bd17b00d0109af6b |  | L65 | L75 |  |  | 4000 lumen | White |  | ≥80 | 4000 K | 40 W | 100 lm/W | 50 or 60 Hz | 840 neutral white | 4000 lumen |  | 40 W | 0.9 | [5 empty] | https://www.lighting.philips.com/link/911401842380_EU/prd/aa/en
FP-911401842382 | BN021C LED20S/840 L1200 | 911401842382 | 2021-01-18 00:00:00 |  |  | IP20 ¦ Finger-protected |  |  | G13 ¦ Medium Bi-Pin Fluorescent | 4000 K |  |  |  |  | No | [8 empty] | -20 to +40 °C | [8 empty] | - | CE mark | Plug-in connector 2-pole | No |  |  | Yes | Power supply unit (On/Off) |  |  | - |  | - |  | For mounting on normally flammable surfaces |  | Temperature 650 °C, duration 30 s | Polycarbonate | IP20 ¦ Finger-protected | 0.38, 0.38, SDCM≤5 |  | 220 to 240 V | 14.3 A | 0.001 ms |  |  | No | 174° | +/-10% |  | Not applicable | IK02 ¦ 0.2 J standard |  |  |  |  | 1 unit |  | 10 | Polycarbonate | Very wide beam |  | Opal | Polycarbonate |  |  |  | 35.7 mm | 1186 mm | 28.4 mm |  |  |  |  | +/-10% | Safety class II | Polycarbonate |  | Not applicable |  | 27 |  |  | 3 years |  | ADAM-bb02d51d6c194ca1b8abacef00c546da | https://www.assets.signify.com/is/image/Signify/7b0f5ee94394447e8da6acef00c55061 | ADAM-85660e8c54f0484980a0ad1c00f2ceb6 | https://www.assets.signify.com/is/content/Signify/fp911401842382-pss-global |  |  | ADAM-252c91e9bab24f3aabcfacef00c5a393 | https://www.assets.signify.com/is/image/Signify/c2bb6b3430f44a4ea016acef00c5a75e | ADAM-c584bab9e2114a319495ad3a00b61a71 | https://www.assets.signify.com/is/content/Signify/884687865d63452eb5d9ad3a00b61e2f | [22 empty] | ADAM-e2ff3995417c4b58b856adfa00fc2876;ADAM-4126fe4effde499bb237ae2401097d29 | https://www.assets.signify.com/is/content/Signify/53b697d9ef114447a349adfa00fc2d14;https://www.assets.signify.com/is/image/Signify/90bfe466b799453d83fdae2401098044 | ADAM-a862ebac7ee643babfc3b00d010958b4 | https://www.assets.signify.com/is/content/Signify/9cb5a14fc88e4342aa58b00d01096542 |  |  | L65 |  |  | 2100 lumen | White |  | <gt/>80 | 4000 K | 20 W | 105 lm/W | 50 or 60 Hz | 840 neutral white | 2100 lumen |  | 20 W | 0.9 | [5 empty] | https://www.lighting.philips.com/link/911401842382_EU/prd/aa/en
FP-911401842480 | SM060C LED40S/840 PSU W20L120 NOC | 911401842480 | 2019-05-21 00:00:00 |  |  | IP20 ¦ Finger-protected |  |  |  | 4000 K |  |  |  |  | No | [8 empty] | +10 to +40 °C |  |  | 110 degree(s) | [5 empty] | - | Yes | Push-in connector 3-pole | No |  | 0.005 % | Yes | Power supply unit (On/Off) |  |  | - |  | Steel |  | For mounting on normally flammable surfaces |  | Temperature 650 °C, duration 30 s | Steel | IP20 ¦ Finger-protected | SDCM<lt/>5 |  | 220-240 V | 9.68 A | 0.075 ms |  |  | No | 110° | +/-10% |  |  | IK03 ¦ 0.3 J |  |  |  |  | 1 unit |  | 24 | Polymethyl methacrylate | Beam angle 110° |  | Opal | Polymethyl methacrylate |  |  |  | 53 mm | 1200 mm | 200 mm |  |  |  |  | +/-10% | Safety class I | Steel |  | Yes |  | 25 |  |  | 3 years |  | ADAM-20161228113215412 | https://www.assets.signify.com/is/image/Signify/8dc0ef23be8b479c9fe6a6ea00ad2147 | ADAM-8f40d490a5c041e48b8caa86012b5a4b | https://www.assets.signify.com/is/content/PhilipsLighting/fp911401842480-pss-global |  |  | ADAM-856b780135394fd3b46eaa8600f71676 | https://www.assets.signify.com/is/image/PhilipsLighting/3e9ed0c449b040729fd3aa8600f71673 | ADAM-58cea511d3224f5f8a0aad9d015e3abf | https://www.assets.signify.com/is/content/Signify/48dcb54722f849678f37ad9d015e3fcf | [22 empty] | ADAM-e2ff3995417c4b58b856adfa00fc2876;ADAM-7ed363fbbd4b4b11a19bae240109ab11;ADAM-c7ad2fe24d53448fa944ae3700eb83f1 | https://www.assets.signify.com/is/content/Signify/53b697d9ef114447a349adfa00fc2d14;https://www.assets.signify.com/is/image/Signify/07afa006f6e041e7be70ae240109b0c8;https://www.assets.signify.com/is/image/Signify/8d0cd6cac3634a689391ae3700eb8985 | ADAM-66e7e2bdedc44f9f86eca9d900ed5bb1;ADAM-53c90173b6bd49979b00b00d0109c44d | https://www.assets.signify.com/is/content/PhilipsLighting/2ea8af367ef1422ab4d2a9d900ed6099;https://www.assets.signify.com/is/content/Signify/5062cd6965324f719f6bb00d0109d4a4 |  | L65 | L75 |  |  | 4000 lumen | White |  | ≥80 | 4000 K | 40 W | 100 lm/W | 50 or 60 Hz | 840 neutral white | 4000 lumen |  | 40 W | 0.9 | [5 empty] | https://www.lighting.philips.com/link/911401842480_EU/prd/aa/en
FP-911401842482 | BN021C LED19S/830 L1200 | 911401842482 | 2021-01-18 00:00:00 |  |  | IP20 ¦ Finger-protected |  |  | G13 ¦ Medium Bi-Pin Fluorescent | 3000 K |  |  |  |  | No | [8 empty] | -20 to +40 °C | [8 empty] | - | CE mark | Plug-in connector 2-pole | No |  |  | Yes | Power supply unit (On/Off) |  |  | - |  | - |  | For mounting on normally flammable surfaces |  | Temperature 650 °C, duration 30 s | Polycarbonate | IP20 ¦ Finger-protected | 0.43, 0.40, SDCM≤5 |  | 220 to 240 V | 14.3 A | 0.001 ms |  |  | No | 174° | +/-10% |  | Not applicable | IK02 ¦ 0.2 J standard |  |  |  |  | 1 unit |  | 10 | Polycarbonate | Very wide beam |  | Opal | Polycarbonate |  |  |  | 35.7 mm | 1186 mm | 28.4 mm |  |  |  |  | +/-10% | Safety class II | Polycarbonate |  | Not applicable |  | 27 |  |  | 3 years |  | ADAM-bb02d51d6c194ca1b8abacef00c546da | https://www.assets.signify.com/is/image/Signify/7b0f5ee94394447e8da6acef00c55061 | ADAM-9d4da5f79c684ce8aa81ad1c00f2eb40 | https://www.assets.signify.com/is/content/Signify/fp911401842482-pss-global |  |  | ADAM-252c91e9bab24f3aabcfacef00c5a393 | https://www.assets.signify.com/is/image/Signify/c2bb6b3430f44a4ea016acef00c5a75e | ADAM-c584bab9e2114a319495ad3a00b61a71 | https://www.assets.signify.com/is/content/Signify/884687865d63452eb5d9ad3a00b61e2f | [22 empty] | ADAM-e2ff3995417c4b58b856adfa00fc2876;ADAM-4126fe4effde499bb237ae2401097d29 | https://www.assets.signify.com/is/content/Signify/53b697d9ef114447a349adfa00fc2d14;https://www.assets.signify.com/is/image/Signify/90bfe466b799453d83fdae2401098044 | ADAM-a862ebac7ee643babfc3b00d010958b4 | https://www.assets.signify.com/is/content/Signify/9cb5a14fc88e4342aa58b00d01096542 |  |  | L65 |  |  | 1900 lumen | White |  | <gt/>80 | 3000 K | 20 W | 95 lm/W | 50 or 60 Hz | 830 warm white | 1900 lumen |  | 20 W | 0.9 | [5 empty] | https://www.lighting.philips.com/link/911401842482_EU/prd/aa/en
FP-911401842483 | BVP164 LED22/830 PSU 20W SWB CE | 911401842483 | 2021-04-25 00:00:00 |  |  | IP65 ¦ Dust penetration-protected, jet-proof |  |  |  | 3000 K |  |  |  |  | No | [8 empty] | -25 to +40 °C |  | 20 W | [6 empty] | Cable 1.0 m without plug | Yes | Flying leads/wires | No |  |  | Yes | Power supply unit (On/Off) | 0.008 m² | - W | - |  | Steel |  | - |  | Temperature 650 °C, duration 30 s | Aluminum die cast | IP65 ¦ Dust penetration-protected, jet-proof | (0.440, 0.403) SDCM <lt/>5 | - W | 220 to 240 V | 1.1 A | 0.0074 ms | - | LED | No | 110° x 110° | +/-10% |  | Not applicable | IK07 ¦ 2 J reinforced |  |  |  | Mounting bracket adjustable | 1 unit |  | 109 | Glass |  | Symmetrical wide beam | Clear | Tempered glass | Flat | Glass |  | 25.5 mm | 97 mm | 130 mm |  |  |  |  | +/-10% | Safety class I | Polycarbonate | - |  | Luminaire surge protection level until 2 kV differential mode and 2 kV common mode |  | 0 |  | 3 years |  | ADAM-23e9eff277ce4500a829ad3a00a4c7a8 | https://www.assets.signify.com/is/image/Signify/58cbdec802bb4497b11dad3a00a4cb0a | ADAM-58d80208084d47698b87ad78006454c7 | https://www.assets.signify.com/is/content/Signify/fp911401842483-pss-global |  |  | ADAM-5f2aa80016d246df9496ad3a00a4dc01 | https://www.assets.signify.com/is/image/Signify/79ff64ad65294c2aa872ad3a00a4dcc5 | ADAM-4f61cf92cd844d6584ebadf800db12cf | https://www.assets.signify.com/is/content/Signify/5e7c8432c534417c9cf5adf800db3cac | [24 empty] | ADAM-da0f48d838734d5bb0a7b00d01098eb2 | https://www.assets.signify.com/is/content/Signify/1868249f77b24eadb985b00d010998d0 |  |  | 80 |  |  | 2200 lumen | Gray |  | <gt/>80 | 3000 K | 20 W | 110 lm/W | 50 or 60 Hz | 830 warm white | 2200 lumen |  | 20 W | 0.95 | [5 empty] | https://www.lighting.philips.com/link/911401842483_EU/prd/aa/en
FP-911401842582 | BN021C LED25S/840 L1500 | 911401842582 | 2021-01-18 00:00:00 |  |  | IP20 ¦ Finger-protected |  |  | G13 ¦ Medium Bi-Pin Fluorescent | 4000 K |  |  |  |  | No | [8 empty] | -20 to +40 °C | [8 empty] | - | CE mark | Plug-in connector 2-pole | No |  |  | Yes | Power supply unit (On/Off) |  |  | - |  | - |  | For mounting on normally flammable surfaces |  | Temperature 650 °C, duration 30 s | Polycarbonate | IP20 ¦ Finger-protected | 0.38, 0.38, SDCM≤5 |  | 220 to 240 V | 16.8 A | 0.001 ms |  |  | No | 168° | +/-10% |  | Not applicable | IK02 ¦ 0.2 J standard |  |  |  |  | 1 unit |  | 10 | Polycarbonate | Very wide beam |  | Opal | Polycarbonate |  |  |  | 35.7 mm | 1486 mm | 28.4 mm |  |  |  |  | +/-10% | Safety class II | Polycarbonate |  | Not applicable |  | 27 |  |  | 3 years |  | ADAM-bb02d51d6c194ca1b8abacef00c546da | https://www.assets.signify.com/is/image/Signify/7b0f5ee94394447e8da6acef00c55061 | ADAM-9913e95d8b964182984cad1c00f0a7e8 | https://www.assets.signify.com/is/content/Signify/fp911401842582-pss-global |  |  | ADAM-1e00530190f14a51994aacef00c5aa8d | https://www.assets.signify.com/is/image/Signify/29aeac7bb6b34902bfc0acef00c5ac84 | ADAM-c584bab9e2114a319495ad3a00b61a71 | https://www.assets.signify.com/is/content/Signify/884687865d63452eb5d9ad3a00b61e2f | [22 empty] | ADAM-e2ff3995417c4b58b856adfa00fc2876;ADAM-4126fe4effde499bb237ae2401097d29 | https://www.assets.signify.com/is/content/Signify/53b697d9ef114447a349adfa00fc2d14;https://www.assets.signify.com/is/image/Signify/90bfe466b799453d83fdae2401098044 | ADAM-a862ebac7ee643babfc3b00d010958b4 | https://www.assets.signify.com/is/content/Signify/9cb5a14fc88e4342aa58b00d01096542 |  |  | L65 |  |  | 2600 lumen | White |  | <gt/>80 | 4000 K | 24 W | 108.3 lm/W | 50 or 60 Hz | 840 neutral white | 2600 lumen |  | 24 W | 0.9 | [5 empty] | https://www.lighting.philips.com/link/911401842582_EU/prd/aa/en
FP-911401842682 | BN021C LED24S/830 L1500 | 911401842682 | 2021-01-18 00:00:00 |  |  | IP20 ¦ Finger-protected |  |  | G13 ¦ Medium Bi-Pin Fluorescent | 3000 K |  |  |  |  | No | [8 empty] | -20 to +40 °C | [8 empty] | - | CE mark | Plug-in connector 2-pole | No |  |  | Yes | Power supply unit (On/Off) |  |  | - |  | - |  | For mounting on normally flammable surfaces |  | Temperature 650 °C, duration 30 s | Polycarbonate | IP20 ¦ Finger-protected | 0.43, 0.40, SDCM≤5 |  | 220 to 240 V | 16.8 A | 0.001 ms |  |  | No | 168° | +/-10% |  | Not applicable | IK02 ¦ 0.2 J standard |  |  |  |  | 1 unit |  | 10 | Polycarbonate | Very wide beam |  | Opal | Polycarbonate |  |  |  | 35.7 mm | 1486 mm | 28.4 mm |  |  |  |  | +/-10% | Safety class II | Polycarbonate |  | Not applicable |  | 27 |  |  | 3 years |  | ADAM-bb02d51d6c194ca1b8abacef00c546da | https://www.assets.signify.com/is/image/Signify/7b0f5ee94394447e8da6acef00c55061 | ADAM-0a2d38a9306c49508d1dad1c00ee7217 | https://www.assets.signify.com/is/content/Signify/fp911401842682-pss-global |  |  | ADAM-1e00530190f14a51994aacef00c5aa8d | https://www.assets.signify.com/is/image/Signify/29aeac7bb6b34902bfc0acef00c5ac84 | ADAM-c584bab9e2114a319495ad3a00b61a71 | https://www.assets.signify.com/is/content/Signify/884687865d63452eb5d9ad3a00b61e2f | [22 empty] | ADAM-e2ff3995417c4b58b856adfa00fc2876;ADAM-4126fe4effde499bb237ae2401097d29 | https://www.assets.signify.com/is/content/Signify/53b697d9ef114447a349adfa00fc2d14;https://www.assets.signify.com/is/image/Signify/90bfe466b799453d83fdae2401098044 | ADAM-a862ebac7ee643babfc3b00d010958b4 | https://www.assets.signify.com/is/content/Signify/9cb5a14fc88e4342aa58b00d01096542 |  |  | L65 |  |  | 2400 lumen | White |  | <gt/>80 | 3000 K | 24 W | 100 lm/W | 50 or 60 Hz | 830 warm white | 2400 lumen |  | 24 W | 0.9 | [5 empty] | https://www.lighting.philips.com/link/911401842682_EU/prd/aa/en
FP-911401843684 | RC132V G5 29_34_40S/830 PSU W60L60 OC | 911401843684 | 2022-04-15 00:00:00 |  |  | IP20/44 ¦ Finger-protected; wire-protected, splash-proof |  |  |  | 3000 K |  |  |  |  | No | [8 empty] | -10 to +40 °C | [8 empty] | - | Yes | Push-in connector 3-pole | No |  |  | Yes | Power supply unit (On/Off) |  |  | ENEC mark |  | - |  | For mounting on normally flammable surfaces |  | Temperature 650 °C, duration 30 s | Steel | IP20/44 ¦ Finger-protected; wire-protected, splash-proof | (0.43, 0.40) SDCM≤3 |  | 220-240 V | 19.7 A | 0.242 ms |  |  | No | 90° | +/-10% |  |  | IK03 ¦ 0.3 J |  |  |  |  | 1 unit |  | 13 | Polystyrene | Beam angle 90° |  | Diamond | Acrylate |  |  |  | 62 mm | 595 mm | 595 mm |  |  |  |  | +/-10% | Safety class II | Acrylate |  | Yes |  | 19 |  |  | 5 years |  | ADAM-87cd7b2f79054939849cb03d009678e2 | https://www.assets.signify.com/is/image/Signify/f35c6ee3b7b947fdb0bdb03d00967a6f | ADAM-d9a48535577241a88e88aeec0103c91b | https://www.assets.signify.com/is/content/Signify/fp911401843684-pss-global |  |  | ADAM-4a97ab19534e490ba6e9aecc00df35d8;ADAM-115b743df196481db245b00500ee4081 | https://www.assets.signify.com/is/image/Signify/935d53199dc148abaa65aecc00df366d;https://www.assets.signify.com/is/image/Signify/35cc1e1951c7439ea261b00500ee4227 | ADAM-603e83dd339d4db2944eaef50084dc4b | https://www.assets.signify.com/is/content/Signify/b369ab1a216b4a06abddaef50084dc49 |  |  |  |  | ADAM-5c8fff7e6efc499e96feaefd00b57554 | https://www.docs.signify.com/assets/ies/_rc132v29s830ocg5psu-multilumenw60l60.ies | [14 empty] | ADAM-939090c3327b44c88cfdaefd00b56b6e | https://www.docs.signify.com/assets/emd/_rc132v29s830ocg5psu-multilumenw60l60.ldt | ADAM-cd4acd28298a45da9f39af1800880c1f | https://www.assets.signify.com/is/content/Signify/c43b29eb88344db787e8af1800881464 | ADAM-46d7d1f1e0814e6fa98cacef00f59f5a;ADAM-e44636982ef3489c8d1caf32007fac9a | https://www.assets.signify.com/is/content/Signify/1d987a720b894613b47facef00f5bbce;https://www.assets.signify.com/is/content/Signify/b034aea9062a4e9ba8f4af32007fb995 |  |  | L90 | L75 |  | 2900 lumen;3400 lumen;4000 lumen | White |  | ≥80 | 3000 K | 34.5 W;24.5 W | 120 lm/W | 50 or 60 Hz | 830 warm white | 2900 lumen;3400 lumen;4000 lumen |  | 34.5 W;24.5 W | 0.9 | [5 empty] | https://www.lighting.philips.com/link/911401843684_EU/prd/aa/en
FP-911401843784 | RC132V G5 31_36_43S/840 PSU W60L60 OC | 911401843784 | 2022-04-15 00:00:00 |  |  | IP20/44 ¦ Finger-protected; wire-protected, splash-proof |  |  |  | 4000 K |  |  |  |  | No | [8 empty] | -10 to +40 °C | [8 empty] | - | Yes | Push-in connector 3-pole | No |  |  | Yes | Power supply unit (On/Off) |  |  | ENEC mark |  | - |  | For mounting on normally flammable surfaces |  | Temperature 650 °C, duration 30 s | Steel | IP20/44 ¦ Finger-protected; wire-protected, splash-proof | (0.38, 0.38) SDCM≤3 |  | 220-240 V | 19.7 A | 0.242 ms |  |  | No | 90° | +/-10% |  |  | IK03 ¦ 0.3 J |  |  |  |  | 1 unit |  | 13 | Polystyrene | Beam angle 90° |  | Diamond | Acrylate |  |  |  | 62 mm | 595 mm | 595 mm |  |  |  |  | +/-10% | Safety class II | Acrylate |  | Yes |  | 19 |  |  | 5 years |  | ADAM-454f48c010454b4f8618b03d00968454 | https://www.assets.signify.com/is/image/Signify/2adfe34930ae458ebf05b03d009685c6 | ADAM-40da54077f56469a9480aeec015da96a | https://www.assets.signify.com/is/content/Signify/fp911401843784-pss-global |  |  | ADAM-4a97ab19534e490ba6e9aecc00df35d8;ADAM-115b743df196481db245b00500ee4081 | https://www.assets.signify.com/is/image/Signify/935d53199dc148abaa65aecc00df366d;https://www.assets.signify.com/is/image/Signify/35cc1e1951c7439ea261b00500ee4227 | ADAM-603e83dd339d4db2944eaef50084dc4b | https://www.assets.signify.com/is/content/Signify/b369ab1a216b4a06abddaef50084dc49 |  |  |  |  | ADAM-a09bc42625a04324bdc3aefd00b5bf21 | https://www.docs.signify.com/assets/ies/_rc132v29s830ocg5psu-multilumenw60l60.ies | [14 empty] | ADAM-5c0d29361f124dcaa48baefd00b5b6d3 | https://www.docs.signify.com/assets/emd/_rc132v31s830ocg5psu-multilumenw60l60.ldt | ADAM-cd4acd28298a45da9f39af1800880c1f | https://www.assets.signify.com/is/content/Signify/c43b29eb88344db787e8af1800881464 | ADAM-46d7d1f1e0814e6fa98cacef00f59f5a;ADAM-e44636982ef3489c8d1caf32007fac9a | https://www.assets.signify.com/is/content/Signify/1d987a720b894613b47facef00f5bbce;https://www.assets.signify.com/is/content/Signify/b034aea9062a4e9ba8f4af32007fb995 |  |  | L90 | L75 |  | 3100 lumen;3600 lumen;4300 lumen | White |  | ≥80 | 4000 K | 34.5 W;24.5 W | 125 lm/W | 50 or 60 Hz | 840 neutral white | 3100 lumen;3600 lumen;4300 lumen |  | 34.5 W;24.5 W | 0.9 | [5 empty] | https://www.lighting.philips.com/link/911401843784_EU/prd/aa/en
FP-911401844184 | RC132V G5 31_36_43S/840 PSU W60L60 NOC | 911401844184 | 2022-04-15 00:00:00 |  |  | IP20/44 ¦ Finger-protected; wire-protected, splash-proof |  |  |  | 4000 K |  |  |  |  | No | [8 empty] | -10 to +40 °C | [8 empty] | - | Yes | Push-in connector 3-pole | No |  |  | Yes | Power supply unit (On/Off) |  |  | ENEC mark |  | - |  | For mounting on normally flammable surfaces |  | Temperature 650 °C, duration 30 s | Steel | IP20/44 ¦ Finger-protected; wire-protected, splash-proof | (0.38, 0.38) SDCM≤3 |  | 220-240 V | 19.7 A | 0.242 ms |  |  | No | 120° | +/-10% |  |  | IK03 ¦ 0.3 J |  |  |  |  | 1 unit |  | 13 | Polystyrene | Beam angle 120° |  | Opal | Acrylate |  |  |  | 61 mm | 595 mm | 595 mm |  |  |  |  | +/-10% | Safety class II | Acrylate |  | Yes |  | 22 |  |  | 5 years |  | ADAM-a053ecaa87b94d9ea28fb03d009681d6 | https://www.assets.signify.com/is/image/Signify/38735dcfe0e047f18b95b03d00968360 | ADAM-d32c90cb7b17467bbf3caeec01289c2f | https://www.assets.signify.com/is/content/Signify/fp911401844184-pss-global |  |  | ADAM-676703c88481418a8137aecc00df33d7;ADAM-7ea5fbb912424daeba5cb00500ee37f1 | https://www.assets.signify.com/is/image/Signify/75847684d60646abbc0aaecc00df3476;https://www.assets.signify.com/is/image/Signify/43ab37fbeac2424991f6b00500ee3a73 | ADAM-603e83dd339d4db2944eaef50084dc4b | https://www.assets.signify.com/is/content/Signify/b369ab1a216b4a06abddaef50084dc49 |  |  |  |  | ADAM-ef90ff6a83ad4d6cb0c4aefd00b70173 | https://www.docs.signify.com/assets/ies/_rc132v31s840nocg5psu-multilumenw60l60.ies | [14 empty] | ADAM-901dcf863fdf4ecfb5a5aefd00b6fd5b | https://www.docs.signify.com/assets/emd/_rc132v31s840nocg5psu-multilumenw60l60.ldt | ADAM-cd4acd28298a45da9f39af1800880c1f | https://www.assets.signify.com/is/content/Signify/c43b29eb88344db787e8af1800881464 | ADAM-46d7d1f1e0814e6fa98cacef00f59f5a;ADAM-e44636982ef3489c8d1caf32007fac9a | https://www.assets.signify.com/is/content/Signify/1d987a720b894613b47facef00f5bbce;https://www.assets.signify.com/is/content/Signify/b034aea9062a4e9ba8f4af32007fb995 |  |  | L90 | L75 |  | 3100 lumen;3600 lumen;4300 lumen | White |  | ≥80 | 4000 K | 34.5 W;24.5 W | 125 lm/W | 50 or 60 Hz | 840 neutral white | 3100 lumen;3600 lumen;4300 lumen |  | 34.5 W;24.5 W | 0.9 | [5 empty] | https://www.lighting.philips.com/link/911401844184_EU/prd/aa/en
FP-911401844284 | RC132V G5 29_34_40S/830 PSD W60L60 OC | 911401844284 | 2022-04-15 00:00:00 |  |  | IP20/44 ¦ Finger-protected; wire-protected, splash-proof |  |  |  | 3000 K |  |  |  |  | Yes | [8 empty] | -10 to +40 °C | [8 empty] | - | Yes | Push-in connector 5-pole | No | DALI |  | Yes | Power supply unit with DALI interface |  |  | ENEC mark |  | - |  | For mounting on normally flammable surfaces |  | Temperature 650 °C, duration 30 s | Steel | IP20/44 ¦ Finger-protected; wire-protected, splash-proof | (0.43, 0.40) SDCM≤3 |  | 220-240 V | 18.7 A | 0.288 ms |  |  | No | 90° | +/-10% |  | 3% | IK03 ¦ 0.3 J |  |  |  |  | 1 unit |  | 12 | Polystyrene | Beam angle 90° |  | Diamond | Acrylate |  |  |  | 67 mm | 595 mm | 595 mm |  |  |  |  | +/-10% | Safety class II | Acrylate |  | Yes |  | 19 |  |  | 5 years |  | ADAM-ec0b082413a143c38bb1b03d009675da | https://www.assets.signify.com/is/image/Signify/5891a6b55b914e39b655b03d00967761 | ADAM-2b2c0ae2f5da4305b72faeee00ba80d1 | https://www.assets.signify.com/is/content/Signify/fp911401844284-pss-global |  |  | ADAM-ff6645d423a74dc58df0aecc00df3080;ADAM-850bdb3a536a42a1991db00500ee2765 | https://www.assets.signify.com/is/image/Signify/950d17bfb2334676b347aecc00df3118;https://www.assets.signify.com/is/image/Signify/d0605d4b266f4e6d96b3b00500ee289a | ADAM-603e83dd339d4db2944eaef50084dc4b | https://www.assets.signify.com/is/content/Signify/b369ab1a216b4a06abddaef50084dc49 |  |  |  |  | ADAM-30f5cd686c124cd3a0beaefd00b75a9f | https://www.docs.signify.com/assets/ies/_rc132v29s830ocg5psd-multilumenw60l60.ies | [14 empty] | ADAM-2e45d6255d724717970faefd00b755eb | https://www.docs.signify.com/assets/emd/_rc132v29s830ocg5psd-multilumenw60l60.ldt | ADAM-cd4acd28298a45da9f39af1800880c1f | https://www.assets.signify.com/is/content/Signify/c43b29eb88344db787e8af1800881464 | ADAM-46d7d1f1e0814e6fa98cacef00f59f5a;ADAM-e44636982ef3489c8d1caf32007fac9a | https://www.assets.signify.com/is/content/Signify/1d987a720b894613b47facef00f5bbce;https://www.assets.signify.com/is/content/Signify/b034aea9062a4e9ba8f4af32007fb995 |  |  | L90 | L75 |  | 2900 lumen;3400 lumen;4000 lumen | White |  | ≥80 | 3000 K | 34.5 W;24.5 W | 120 lm/W | 50 or 60 Hz | 830 warm white | 2900 lumen;3400 lumen;4000 lumen |  | 34.5 W;24.5 W | 0.9 | [5 empty] | https://www.lighting.philips.com/link/911401844284_EU/prd/aa/en
FP-911401844384 | RC132V G5 31_36_43S/840 PSD W60L60 OC | 911401844384 | 2022-04-15 00:00:00 |  |  | IP20/44 ¦ Finger-protected; wire-protected, splash-proof |  |  |  | 4000 K |  |  |  |  | Yes | [8 empty] | -10 to +40 °C | [8 empty] | - | Yes | Push-in connector 5-pole | No | DALI |  | Yes | Power supply unit with DALI interface |  |  | ENEC mark |  | - |  | For mounting on normally flammable surfaces |  | Temperature 650 °C, duration 30 s | Steel | IP20/44 ¦ Finger-protected; wire-protected, splash-proof | (0.38, 0.38) SDCM≤3 |  | 220-240 V | 18.7 A | 0.288 ms |  |  | No | 90° | +/-10% |  | 3% | IK03 ¦ 0.3 J |  |  |  |  | 1 unit |  | 12 | Polystyrene | Beam angle 90° |  | Diamond | Acrylate |  |  |  | 67 mm | 595 mm | 595 mm |  |  |  |  | +/-10% | Safety class II | Acrylate |  | Yes |  | 19 |  |  | 5 years |  | ADAM-7aea412799ef410f9c95b03d00969b54 | https://www.assets.signify.com/is/image/Signify/aee228d615944b29b448b03d00969cf0 | ADAM-876b8c3c143a49e9a929aeee00b7ba1a | https://www.assets.signify.com/is/content/Signify/fp911401844384-pss-global |  |  | ADAM-ff6645d423a74dc58df0aecc00df3080;ADAM-850bdb3a536a42a1991db00500ee2765 | https://www.assets.signify.com/is/image/Signify/950d17bfb2334676b347aecc00df3118;https://www.assets.signify.com/is/image/Signify/d0605d4b266f4e6d96b3b00500ee289a | ADAM-603e83dd339d4db2944eaef50084dc4b | https://www.assets.signify.com/is/content/Signify/b369ab1a216b4a06abddaef50084dc49 |  |  |  |  | ADAM-5fdfb5ffcb9247f2b654aefd00b7c6b6 | https://www.docs.signify.com/assets/ies/_rc132v31s840ocg5psd-multilumenw60l60.ies | [14 empty] | ADAM-2065e64144f24d619055aefd00b7c44d | https://www.docs.signify.com/assets/emd/_rc132v31s840ocg5psd-multilumenw60l60.ldt | ADAM-cd4acd28298a45da9f39af1800880c1f | https://www.assets.signify.com/is/content/Signify/c43b29eb88344db787e8af1800881464 | ADAM-46d7d1f1e0814e6fa98cacef00f59f5a;ADAM-e44636982ef3489c8d1caf32007fac9a | https://www.assets.signify.com/is/content/Signify/1d987a720b894613b47facef00f5bbce;https://www.assets.signify.com/is/content/Signify/b034aea9062a4e9ba8f4af32007fb995 |  |  | L90 | L75 |  | 3100 lumen;3600 lumen;4300 lumen | White |  | ≥80 | 4000 K | 34.5 W;24.5 W | 125 lm/W | 50 or 60 Hz | 840 neutral white | 3100 lumen;3600 lumen;4300 lumen |  | 34.5 W;24.5 W | 0.9 | [5 empty] | https://www.lighting.philips.com/link/911401844384_EU/prd/aa/en
FP-911401844483 | BVP164 LED55/830 PSU 50W SWB CE | 911401844483 | 2021-04-25 00:00:00 |  |  | IP65 ¦ Dust penetration-protected, jet-proof |  |  |  | 3000 K |  |  |  |  | No | [8 empty] | -25 to +40 °C |  | 50 W | [6 empty] | Cable 1.0 m without plug | Yes | Flying leads/wires | No |  |  | Yes | Power supply unit (On/Off) | 0.028 m² | - W | - |  | Steel |  | - |  | Temperature 650 °C, duration 30 s | Aluminum die cast | IP65 ¦ Dust penetration-protected, jet-proof | (0.440, 0.403) SDCM <lt/>5 | - W | 220 to 240 V | 1.68 A | 0.0082 ms | - | LED | No | 110° x 110° | +/-10% |  | Not applicable | IK07 ¦ 2 J reinforced |  |  |  | Mounting bracket adjustable | 1 unit |  | 44 | Glass |  | Symmetrical wide beam | Clear | Tempered glass | Flat | Glass |  | 26.1 mm | 173 mm | 232 mm |  |  |  |  | +/-10% | Safety class I | Polycarbonate | - |  | Luminaire surge protection level until 2 kV differential mode and 2 kV common mode |  | 0 |  | 3 years |  | ADAM-01c1793c3fa74b9f81c0ad3a00a4d40c | https://www.assets.signify.com/is/image/Signify/ed01f5948be74beb8adead3a00a4d83a | ADAM-c0f4741de4d748d89524ad78006914d9 | https://www.assets.signify.com/is/content/Signify/fp911401844483-pss-global |  |  | ADAM-7014bc76d9b6442d8779ad3a00a4e1c8 | https://www.assets.signify.com/is/image/Signify/83d81edb726c43a3a5f6ad3a00a4e25d | ADAM-4f61cf92cd844d6584ebadf800db12cf | https://www.assets.signify.com/is/content/Signify/5e7c8432c534417c9cf5adf800db3cac | [24 empty] | ADAM-da0f48d838734d5bb0a7b00d01098eb2 | https://www.assets.signify.com/is/content/Signify/1868249f77b24eadb985b00d010998d0 |  |  | 80 |  |  | 5500 lumen | Gray |  | <gt/>80 | 3000 K | 50 W | 110 lm/W | 50 or 60 Hz | 830 warm white | 5500 lumen |  | 50 W | 0.95 | [5 empty] | https://www.lighting.philips.com/link/911401844483_EU/prd/aa/en
FP-911401846382 | PILA BY007P LED200S/840 PSU WB | 911401846382 | 2021-02-09 00:00:00 |  |  | IP65 ¦ Dust penetration-protected, jet-proof |  |  |  | 4000 K |  |  |  |  | No | [8 empty] | -20 to +45 °C |  | 200 W | 110 degree(s) | [5 empty] | Cable 0.3 m without plug | CE mark | External connector | No |  |  | Yes | Power supply unit (On/Off) |  |  | - |  | - |  | For mounting on normally flammable surfaces |  |  | Aluminum die cast | IP65 ¦ Dust penetration-protected, jet-proof | （0.38，0.38）SDCM≤6 | 200 W | 220 to 240 V | 3.28 A | 0.02626 ms |  |  | No | 110° x 110° | +/-10% |  | Not applicable | IK06 ¦ 1 J |  |  |  |  | - |  | 10 | Polycarbonate | Wide beam |  | Clear | Glass |  |  | 320 mm | 102 mm | [6 empty] | +/-10% | Safety class I | Polycarbonate |  | Not applicable |  | Not applicable |  |  | 3 years | [7 empty] | ADAM-98a6460a35d643f4ae43ad1800a3c8e3 | https://www.assets.signify.com/is/image/Signify/2b95e054964f42119724ad1800a3cab5 | ADAM-49529ac377474bf286f2ad9c00670eec | https://www.assets.signify.com/is/content/Signify/e9270a7dfd2040bab35ead9c006710ab |  |  |  |  | ADAM-041260b9041f4a299995ad1300735110 | https://www.docs.signify.com/assets/ies/by007p+led200s+840+psu+wb.ies | [16 empty] | ADAM-0578a60f6448403ab57eae3501111a8a;ADAM-5dbba93e14114ca081e5ae3501111e87;ADAM-d9dc87bd8df84ffd9cb8ae35011117d5;ADAM-e320c0d8eee2482bb102ae35011111f5;ADAM-a0c03f41f2c6418280f1ae3501112351;ADAM-5e62315a2bb842089c67b03d0084099b;ADAM-3b2f4c4682674370bb3bb03d00841849 | https://www.assets.signify.com/is/image/Signify/aecb520fa13943d69fccae3501111d2f;https://www.assets.signify.com/is/image/Signify/8893ccc864554e7b9879ae3501112020;https://www.assets.signify.com/is/image/Signify/8011eccc521246748796ae35011118bf;https://www.assets.signify.com/is/image/Signify/1f029164973c45f58cc1ae3501111622;https://www.assets.signify.com/is/image/Signify/dda0f591d35148359fb3ae3501112467;https://www.assets.signify.com/is/image/Signify/3c70e247fd014a20bdc2b03d00840d2f;https://www.assets.signify.com/is/image/Signify/18e04e765c0e4d989109b03d00841ab5 |  |  | 70 |  | 65 |  |  | 20000 lumen | Black |  | <gt/>80 | 4000 K | 200 W | 100 lm/W | 50 or 60 Hz | 840 neutral white | 20000 lumen |  | 200 W | 0.95 | [5 empty] | https://www.lighting.philips.com/link/911401846382_EU/prd/aa/en
FP-911401846582 | ST151T LED30S/930 MB BK | 911401846582 | 2021-03-05 00:00:00 |  |  | IP20 ¦ Finger-protected |  |  |  | 3000 K |  |  |  |  | No | [8 empty] | -20 to +40 °C |  | 30 W | 25 degree(s) | [5 empty] | - | Yes | 3C Track | No |  |  | Yes | Power supply unit (On/Off) |  |  | ENEC mark |  | - |  | - |  | Temperature 650 °C, duration 30 s | Aluminum | IP20 ¦ Finger-protected | (0.4355, 0.4045) SDCM <lt/>4 | 30 W | 220 to 240 V | 43.8 A | 0.0115 ms |  |  | No | 25° | +/-10% |  | Not applicable | IK03 ¦ 0.3 J |  |  |  |  | 1 unit |  | 30 | Polycarbonate | Medium beam |  | - | Polycarbonate |  |  | 80 mm | 125 mm | 207 mm | 87 mm |  |  |  |  | +/-10% | Safety class I | - |  | No |  | 19 |  |  | 5 years |  | ADAM-206d74c2e9ce45398712ad510102a883 | https://www.assets.signify.com/is/image/Signify/60990ef4825240458657ad510102abbb | ADAM-9f91505c0d4b42f0946fad590085c551 | https://www.assets.signify.com/is/content/Signify/fp911401846582-pss-global |  |  | ADAM-d765523973e443eb9d81ad510102ad57 | https://www.assets.signify.com/is/image/Signify/b2b8279f340b4c508135ad510102aec5 | ADAM-8a11006ef67649938ae7ad9500834cc0 | https://www.assets.signify.com/is/content/Signify/424f1720df41490a860cad95008356e7 |  |  | ADAM-30c79aa3e8654a908b2cadc7010b75f1 | https://www.assets.signify.com/is/content/Signify/35e354a4d14e4b88a339adc7010b77d2 | ADAM-b9c2cdfc1e82426babeead7100b118ef | https://www.docs.signify.com/assets/ies/ifmt1_st151t1xled30s930mb.ies | [14 empty] | ADAM-e22cfe428c114b2d9e49ad7100b10bc6 | https://www.docs.signify.com/assets/emd/ifmt2_st151t1xled30s930mb.ldt |  |  | ADAM-e8a28de7a9c54b9c86ebb00d010942d2 | https://www.assets.signify.com/is/content/Signify/6f2615cb366648c9bcd7b00d01094a40 |  |  | L70 |  |  | 3000 lumen | Black |  | <gt/>90 | 3000 K | 30 W | 100 lm/W | 50 or 60 Hz | 930 warm white | 3000 lumen |  | 30 W | 0.9 | [5 empty] | https://www.lighting.philips.com/link/911401846582_EU/prd/aa/en
FP-911401846682 | ST151T LED30S/940 MB BK | 911401846682 | 2021-03-05 00:00:00 |  |  | IP20 ¦ Finger-protected |  |  |  | 4000 K |  |  |  |  | No | [8 empty] | -20 to +40 °C |  | 27 W | 25 degree(s) | [5 empty] | - | Yes | 3C Track | No |  |  | Yes | Power supply unit (On/Off) |  |  | ENEC mark |  | - |  | - |  | Temperature 650 °C, duration 30 s | Aluminum | IP20 ¦ Finger-protected | (0.3837, 0.3828) SDCM <lt/>4 | 27 W | 220 to 240 V | 43.8 A | 0.0115 ms |  |  | No | 25° | +/-10% |  | Not applicable | IK03 ¦ 0.3 J |  |  |  |  | 1 unit |  | 30 | Polycarbonate | Medium beam |  | - | Polycarbonate |  |  | 80 mm | 125 mm | 207 mm | 87 mm |  |  |  |  | +/-10% | Safety class I | - |  | No |  | 20 |  |  | 5 years |  | ADAM-206d74c2e9ce45398712ad510102a883 | https://www.assets.signify.com/is/image/Signify/60990ef4825240458657ad510102abbb | ADAM-9745ebca71904e7f80c9ad63001ef807 | https://www.assets.signify.com/is/content/Signify/fp911401846682-pss-global |  |  | ADAM-d765523973e443eb9d81ad510102ad57 | https://www.assets.signify.com/is/image/Signify/b2b8279f340b4c508135ad510102aec5 | ADAM-8a11006ef67649938ae7ad9500834cc0 | https://www.assets.signify.com/is/content/Signify/424f1720df41490a860cad95008356e7 |  |  | ADAM-30c79aa3e8654a908b2cadc7010b75f1 | https://www.assets.signify.com/is/content/Signify/35e354a4d14e4b88a339adc7010b77d2 | [20 empty] | ADAM-e8a28de7a9c54b9c86ebb00d010942d2 | https://www.assets.signify.com/is/content/Signify/6f2615cb366648c9bcd7b00d01094a40 |  |  | L70 |  |  | 3000 lumen | Black |  | <gt/>90 | 4000 K | 27 W | 110 lm/W | 50 or 60 Hz | 940 neutral white | 3000 lumen |  | 27 W | 0.9 | [5 empty] | https://www.lighting.philips.com/link/911401846682_EU/prd/aa/en
FP-911401846782 | ST151T LED30S/930 MB WH | 911401846782 | 2021-03-05 00:00:00 |  |  | IP20 ¦ Finger-protected |  |  |  | 3000 K |  |  |  |  | No | [8 empty] | -20 to +40 °C |  | 30 W | 25 degree(s) | [5 empty] | - | Yes | 3C Track | No |  |  | Yes | Power supply unit (On/Off) |  |  | ENEC mark |  | - |  | - |  | Temperature 650 °C, duration 30 s | Aluminum | IP20 ¦ Finger-protected | (0.4355, 0.4045) SDCM <lt/>4 | 30 W | 220 to 240 V | 43.8 A | 0.0115 ms |  |  | No | 25° | +/-10% |  | Not applicable | IK03 ¦ 0.3 J |  |  |  |  | 1 unit |  | 30 | Polycarbonate | Medium beam |  | - | Polycarbonate |  |  | 80 mm | 125 mm | 207 mm | 87 mm |  |  |  |  | +/-10% | Safety class I | - |  | No |  | 19 |  |  | 5 years |  | ADAM-12f279316a184eeaa40fad510102a434 | https://www.assets.signify.com/is/image/Signify/d09fb298adb54ff2ab9aad510102a748 | ADAM-f110bd77640a4f098e0cad590087f637 | https://www.assets.signify.com/is/content/Signify/fp911401846782-pss-global |  |  | ADAM-d765523973e443eb9d81ad510102ad57 | https://www.assets.signify.com/is/image/Signify/b2b8279f340b4c508135ad510102aec5 | ADAM-8a11006ef67649938ae7ad9500834cc0 | https://www.assets.signify.com/is/content/Signify/424f1720df41490a860cad95008356e7 |  |  | ADAM-30c79aa3e8654a908b2cadc7010b75f1 | https://www.assets.signify.com/is/content/Signify/35e354a4d14e4b88a339adc7010b77d2 | ADAM-b9c2cdfc1e82426babeead7100b118ef | https://www.docs.signify.com/assets/ies/ifmt1_st151t1xled30s930mb.ies | [14 empty] | ADAM-e22cfe428c114b2d9e49ad7100b10bc6 | https://www.docs.signify.com/assets/emd/ifmt2_st151t1xled30s930mb.ldt |  |  | ADAM-e8a28de7a9c54b9c86ebb00d010942d2 | https://www.assets.signify.com/is/content/Signify/6f2615cb366648c9bcd7b00d01094a40 |  |  | L70 |  |  | 3000 lumen | White |  | <gt/>90 | 3000 K | 30 W | 100 lm/W | 50 or 60 Hz | 930 warm white | 3000 lumen |  | 30 W | 0.9 | [5 empty] | https://www.lighting.philips.com/link/911401846782_EU/prd/aa/en
FP-911401846882 | ST151T LED30S/940 MB WH | 911401846882 | 2021-03-05 00:00:00 |  |  | IP20 ¦ Finger-protected |  |  |  | 4000 K |  |  |  |  | No | [8 empty] | -20 to +40 °C |  | 27 W | 25 degree(s) | [5 empty] | - | Yes | 3C Track | No |  |  | Yes | Power supply unit (On/Off) |  |  | ENEC mark |  | - |  | - |  | Temperature 650 °C, duration 30 s | Aluminum | IP20 ¦ Finger-protected | (0.3837, 0.3828) SDCM <lt/>4 | 27 W | 220 to 240 V | 43.8 A | 0.0115 ms |  |  | No | 25° | +/-10% |  | Not applicable | IK03 ¦ 0.3 J |  |  |  |  | 1 unit |  | 30 | Polycarbonate | Wide beam |  | - | Polycarbonate |  |  | 80 mm | 125 mm | 207 mm | 87 mm |  |  |  |  | +/-10% | Safety class I | - |  | No |  | 20 |  |  | 5 years |  | ADAM-12f279316a184eeaa40fad510102a434 | https://www.assets.signify.com/is/image/Signify/d09fb298adb54ff2ab9aad510102a748 | ADAM-d29278e0ae3c4acdab31ad63001f6d9d | https://www.assets.signify.com/is/content/Signify/fp911401846882-pss-global |  |  | ADAM-d765523973e443eb9d81ad510102ad57 | https://www.assets.signify.com/is/image/Signify/b2b8279f340b4c508135ad510102aec5 | ADAM-8a11006ef67649938ae7ad9500834cc0 | https://www.assets.signify.com/is/content/Signify/424f1720df41490a860cad95008356e7 |  |  | ADAM-30c79aa3e8654a908b2cadc7010b75f1 | https://www.assets.signify.com/is/content/Signify/35e354a4d14e4b88a339adc7010b77d2 | [20 empty] | ADAM-e8a28de7a9c54b9c86ebb00d010942d2 | https://www.assets.signify.com/is/content/Signify/6f2615cb366648c9bcd7b00d01094a40 |  |  | L70 |  |  | 3000 lumen | White |  | <gt/>90 | 4000 K | 27 W | 110 lm/W | 50 or 60 Hz | 940 neutral white | 3000 lumen |  | 27 W | 0.9 | [5 empty] | https://www.lighting.philips.com/link/911401846882_EU/prd/aa/en
FP-911401846982 | ST151T LED30S/930 WB BK | 911401846982 | 2021-03-05 00:00:00 |  |  | IP20 ¦ Finger-protected |  |  |  | 3000 K |  |  |  |  | No | [8 empty] | -20 to +40 °C |  | 30 W | 38 degree(s) | [5 empty] | - | Yes | 3C Track | No |  |  | Yes | Power supply unit (On/Off) |  |  | ENEC mark |  | - |  | - |  | Temperature 650 °C, duration 30 s | Aluminum | IP20 ¦ Finger-protected | (0.4355, 0.4045) SDCM <lt/>4 | 30 W | 220 to 240 V | 43.8 A | 0.0115 ms |  |  | No | 38° | +/-10% |  | Not applicable | IK03 ¦ 0.3 J |  |  |  |  | 1 unit |  | 30 | Polycarbonate | Wide beam |  | - | Polycarbonate |  |  | 80 mm | 125 mm | 207 mm | 87 mm |  |  |  |  | +/-10% | Safety class I | - |  | No |  | 19 |  |  | 5 years |  | ADAM-206d74c2e9ce45398712ad510102a883 | https://www.assets.signify.com/is/image/Signify/60990ef4825240458657ad510102abbb | ADAM-b9f24d799caa40f7b752ad6300200832 | https://www.assets.signify.com/is/content/Signify/fp911401846982-pss-global |  |  | ADAM-d765523973e443eb9d81ad510102ad57 | https://www.assets.signify.com/is/image/Signify/b2b8279f340b4c508135ad510102aec5 | ADAM-8a11006ef67649938ae7ad9500834cc0 | https://www.assets.signify.com/is/content/Signify/424f1720df41490a860cad95008356e7 |  |  | ADAM-30c79aa3e8654a908b2cadc7010b75f1 | https://www.assets.signify.com/is/content/Signify/35e354a4d14e4b88a339adc7010b77d2 | ADAM-25ea302005924f658568ad7100b159de | https://www.docs.signify.com/assets/ies/ifmt1_st151t1xled30s930wb.ies | [14 empty] | ADAM-585eb54a99ee4f058da2ad7100b14446 | https://www.docs.signify.com/assets/emd/ifmt2_st151t1xled30s930wb.ldt |  |  | ADAM-e8a28de7a9c54b9c86ebb00d010942d2 | https://www.assets.signify.com/is/content/Signify/6f2615cb366648c9bcd7b00d01094a40 |  |  | L70 |  |  | 3000 lumen | Black |  | <gt/>90 | 3000 K | 30 W | 100 lm/W | 50 or 60 Hz | 930 warm white | 3000 lumen |  | 30 W | 0.9 | [5 empty] | https://www.lighting.philips.com/link/911401846982_EU/prd/aa/en
FP-911401847082 | ST151T LED30S/940 WB BK | 911401847082 | 2021-03-05 00:00:00 |  |  | IP20 ¦ Finger-protected |  |  |  | 4000 K |  |  |  |  | No | [8 empty] | -20 to +40 °C |  | 27 W | 38 degree(s) | [5 empty] | - | Yes | 3C Track | No |  |  | Yes | Power supply unit (On/Off) |  |  | ENEC mark |  | - |  | - |  | Temperature 650 °C, duration 30 s | Aluminum | IP20 ¦ Finger-protected | (0.3837, 0.3828) SDCM <lt/>4 | 27 W | 220 to 240 V | 43.8 A | 0.0115 ms |  |  | No | 38° | +/-10% |  | Not applicable | IK03 ¦ 0.3 J |  |  |  |  | 1 unit |  | 30 | Polycarbonate | Wide beam |  | - | Polycarbonate |  |  | 80 mm | 125 mm | 207 mm | 87 mm |  |  |  |  | +/-10% | Safety class I | - |  | No |  | 20 |  |  | 5 years |  | ADAM-206d74c2e9ce45398712ad510102a883 | https://www.assets.signify.com/is/image/Signify/60990ef4825240458657ad510102abbb | ADAM-91d0f2f70b6a485fb208ad63001f4cc6 | https://www.assets.signify.com/is/content/Signify/fp911401847082-pss-global |  |  | ADAM-d765523973e443eb9d81ad510102ad57 | https://www.assets.signify.com/is/image/Signify/b2b8279f340b4c508135ad510102aec5 | ADAM-8a11006ef67649938ae7ad9500834cc0 | https://www.assets.signify.com/is/content/Signify/424f1720df41490a860cad95008356e7 |  |  | ADAM-30c79aa3e8654a908b2cadc7010b75f1 | https://www.assets.signify.com/is/content/Signify/35e354a4d14e4b88a339adc7010b77d2 | ADAM-198bc664fde34e90be2aad7100b16fd8 | https://www.docs.signify.com/assets/ies/ifmt1_st151t1xled30s940wb.ies | [14 empty] | ADAM-b82bcceb56e34184a6edad7100b16d58 | https://www.docs.signify.com/assets/emd/ifmt2_st151t1xled30s940wb.ldt |  |  | ADAM-e8a28de7a9c54b9c86ebb00d010942d2 | https://www.assets.signify.com/is/content/Signify/6f2615cb366648c9bcd7b00d01094a40 |  |  | L70 |  |  | 3000 lumen | Black |  | <gt/>90 | 4000 K | 27 W | 110 lm/W | 50 or 60 Hz | 940 neutral white | 3000 lumen |  | 27 W | 0.9 | [5 empty] | https://www.lighting.philips.com/link/911401847082_EU/prd/aa/en
FP-911401847182 | ST151T LED30S/930 WB WH | 911401847182 | 2021-03-05 00:00:00 |  |  | IP20 ¦ Finger-protected |  |  |  | 3000 K |  |  |  |  | No | [8 empty] | -20 to +40 °C |  | 30 W | 38 degree(s) | [5 empty] | - | Yes | 3C Track | No |  |  | Yes | Power supply unit (On/Off) |  |  | ENEC mark |  | - |  | - |  | Temperature 650 °C, duration 30 s | Aluminum | IP20 ¦ Finger-protected | (0.4355, 0.4045) SDCM <lt/>4 | 30 W | 220 to 240 V | 43.8 A | 0.0115 ms |  |  | No | 38° | +/-10% |  | Not applicable | IK03 ¦ 0.3 J |  |  |  |  | 1 unit |  | 30 | Polycarbonate | Wide beam |  | - | Polycarbonate |  |  | 80 mm | 125 mm | 207 mm | 87 mm |  |  |  |  | +/-10% | Safety class I | - |  | No |  | 19 |  |  | 5 years |  | ADAM-12f279316a184eeaa40fad510102a434 | https://www.assets.signify.com/is/image/Signify/d09fb298adb54ff2ab9aad510102a748 | ADAM-843dd623509441e18b8aad63001f71e9 | https://www.assets.signify.com/is/content/Signify/fp911401847182-pss-global |  |  | ADAM-d765523973e443eb9d81ad510102ad57 | https://www.assets.signify.com/is/image/Signify/b2b8279f340b4c508135ad510102aec5 | ADAM-8a11006ef67649938ae7ad9500834cc0 | https://www.assets.signify.com/is/content/Signify/424f1720df41490a860cad95008356e7 |  |  | ADAM-30c79aa3e8654a908b2cadc7010b75f1 | https://www.assets.signify.com/is/content/Signify/35e354a4d14e4b88a339adc7010b77d2 | ADAM-25ea302005924f658568ad7100b159de | https://www.docs.signify.com/assets/ies/ifmt1_st151t1xled30s930wb.ies | [14 empty] | ADAM-585eb54a99ee4f058da2ad7100b14446 | https://www.docs.signify.com/assets/emd/ifmt2_st151t1xled30s930wb.ldt |  |  | ADAM-e8a28de7a9c54b9c86ebb00d010942d2 | https://www.assets.signify.com/is/content/Signify/6f2615cb366648c9bcd7b00d01094a40 |  |  | L70 |  |  | 3000 lumen | White |  | <gt/>90 | 3000 K | 30 W | 100 lm/W | 50 or 60 Hz | 930 warm white | 3000 lumen |  | 30 W | 0.9 | [5 empty] | https://www.lighting.philips.com/link/911401847182_EU/prd/aa/en
FP-911401847282 | ST151T LED30S/940 WB WH | 911401847282 | 2021-03-05 00:00:00 |  |  | IP20 ¦ Finger-protected |  |  |  | 4000 K |  |  |  |  | No | [8 empty] | -20 to +40 °C |  | 27 W | 38 degree(s) | [5 empty] | - | Yes | 3C Track | No |  |  | Yes | Power supply unit (On/Off) |  |  | ENEC mark |  | - |  | - |  | Temperature 650 °C, duration 30 s | Aluminum | IP20 ¦ Finger-protected | (0.3837, 0.3828) SDCM <lt/>4 | 27 W | 220 to 240 V | 43.8 A | 0.0115 ms |  |  | No | 38° | +/-10% |  | Not applicable | IK03 ¦ 0.3 J |  |  |  |  | 1 unit |  | 30 | Polycarbonate | Wide beam |  | - | Polycarbonate |  |  | 80 mm | 125 mm | 207 mm | 87 mm |  |  |  |  | +/-10% | Safety class I | - |  | No |  | 20 |  |  | 5 years |  | ADAM-12f279316a184eeaa40fad510102a434 | https://www.assets.signify.com/is/image/Signify/d09fb298adb54ff2ab9aad510102a748 | ADAM-52ceb2fa605c4a40a3cdad63001f4a82 | https://www.assets.signify.com/is/content/Signify/fp911401847282-pss-global |  |  | ADAM-d765523973e443eb9d81ad510102ad57 | https://www.assets.signify.com/is/image/Signify/b2b8279f340b4c508135ad510102aec5 | ADAM-8a11006ef67649938ae7ad9500834cc0 | https://www.assets.signify.com/is/content/Signify/424f1720df41490a860cad95008356e7 |  |  | ADAM-30c79aa3e8654a908b2cadc7010b75f1 | https://www.assets.signify.com/is/content/Signify/35e354a4d14e4b88a339adc7010b77d2 | ADAM-198bc664fde34e90be2aad7100b16fd8 | https://www.docs.signify.com/assets/ies/ifmt1_st151t1xled30s940wb.ies | [14 empty] | ADAM-b82bcceb56e34184a6edad7100b16d58 | https://www.docs.signify.com/assets/emd/ifmt2_st151t1xled30s940wb.ldt |  |  | ADAM-e8a28de7a9c54b9c86ebb00d010942d2 | https://www.assets.signify.com/is/content/Signify/6f2615cb366648c9bcd7b00d01094a40 |  |  | L70 |  |  | 3000 lumen | White |  | <gt/>90 | 4000 K | 27 W | 110 lm/W | 50 or 60 Hz | 940 neutral white | 3000 lumen |  | 27 W | 0.9 | [5 empty] | https://www.lighting.philips.com/link/911401847282_EU/prd/aa/en
FP-911401847382 | WL140V LED12S/830 PSU WH | 911401847382 | 2021-02-22 00:00:00 |  |  | IP65 ¦ Dust penetration-protected, jet-proof |  |  |  | 3000 K |  |  |  |  | No | [8 empty] | -20 to +40 °C |  | - W | 120 degree(s) | [5 empty] | - | Yes | Push-in connector 6-pole | No |  |  | Yes | Power supply unit (On/Off) |  |  | ENEC mark |  | - |  | - |  | Temperature 850 °C, duration 30 s | Polycarbonate | IP65 ¦ Dust penetration-protected, jet-proof | (0.4338,0.4030) SDCM <lt/>3 | - W | 220-240 V | 14 A | 0.007 ms |  |  | Yes | 120° x 120° | +/-10% |  | Not applicable | IK10 ¦ 20 J vandal-resistant |  |  |  |  | 1 unit |  | 32 | Polycarbonate | Symmetrical |  | Opal | Polycarbonate |  |  | 390 mm | 85 mm | [6 empty] | +/-10% | Safety class II | Polycarbonate |  | No |  | 22 |  |  | 5 years |  | ADAM-60e6e3617351412689faad71009cfb5e | https://www.assets.signify.com/is/image/Signify/b1f6e3e0064b4aee8e6cad71009cfd85 | ADAM-998f853f80234f6eac7dad7a00209d88 | https://www.assets.signify.com/is/content/Signify/fp911401847382-pss-global |  |  | ADAM-480d0798283340c0a541ad6000d4bd13 | https://www.assets.signify.com/is/image/Signify/4fa0fbe80fc24172926bad6000d4bea6 | ADAM-fa60619638fe4d5d8b48ada400ab46b7 | https://www.assets.signify.com/is/content/Signify/fe08bc0518c447638e0fada400ab4ab9 |  |  | ADAM-ad9527361c2b4594a368ae6001131b51 | https://www.docs.signify.com/assets/3d8/coreline_wall-mounted_wl140v.rfa | ADAM-90fc556169b343ce9138ad9d00c41c32 | https://www.docs.signify.com/assets/ies/ifmt1_wl140vpsu1xled12s830o.ies | [14 empty] | ADAM-ae28a3a46fc843269cf7ad9d00c41b24 | https://www.docs.signify.com/assets/emd/ifmt2_wl140vpsu1xled12s830o.ldt | ADAM-cd4acd28298a45da9f39af1800880c1f | https://www.assets.signify.com/is/content/Signify/c43b29eb88344db787e8af1800881464 | ADAM-b82203d450b24a4e8556aa0f00a9f1f5;ADAM-f6496fbb285a42e69381aa0f00a9b68f;ADAM-e44636982ef3489c8d1caf32007fac9a | https://www.assets.signify.com/is/content/PhilipsLighting/1a3f5ee406b44f4088ffaa0f00aa0d1d;https://www.assets.signify.com/is/content/PhilipsLighting/02415759595146a5b2c5aa0f00a9e9f9;https://www.assets.signify.com/is/content/Signify/b034aea9062a4e9ba8f4af32007fb995 | - | - | 80 | - |  | 1275 lumen | White |  | <gt/>80 | 3000 K | 12 W | 105 lm/W | 50 or 60 Hz | 830 warm white | 1275 lumen |  | 12 W | 0.9 | [5 empty] | https://www.lighting.philips.com/link/911401847382_EU/prd/aa/en
FP-911401847482 | WL140V LED12S/840 PSU WH | 911401847482 | 2021-02-22 00:00:00 |  |  | IP65 ¦ Dust penetration-protected, jet-proof |  |  |  | 4000 K |  |  |  |  | No | [8 empty] | -20 to +40 °C |  | - W | 120 degree(s) | [5 empty] | - | Yes | Push-in connector 6-pole | No |  |  | Yes | Power supply unit (On/Off) |  |  | ENEC mark |  | - |  | - |  | Temperature 850 °C, duration 30 s | Polycarbonate | IP65 ¦ Dust penetration-protected, jet-proof | (0.3818,0.3797) SDCM <lt/>3 | - W | 220-240 V | 14 A | 0.007 ms |  |  | Yes | 120° x 120° | +/-10% |  | Not applicable | IK10 ¦ 20 J vandal-resistant |  |  |  |  | 1 unit |  | 32 | Polycarbonate | Symmetrical |  | Opal | Polycarbonate |  |  | 390 mm | 85 mm | [6 empty] | +/-10% | Safety class II | Polycarbonate |  | No |  | 22 |  |  | 5 years |  | ADAM-60e6e3617351412689faad71009cfb5e | https://www.assets.signify.com/is/image/Signify/b1f6e3e0064b4aee8e6cad71009cfd85 | ADAM-b02094d3c95046ee9f35ad7a0025b550 | https://www.assets.signify.com/is/content/Signify/fp911401847482-pss-global |  |  | ADAM-480d0798283340c0a541ad6000d4bd13 | https://www.assets.signify.com/is/image/Signify/4fa0fbe80fc24172926bad6000d4bea6 | ADAM-fa60619638fe4d5d8b48ada400ab46b7 | https://www.assets.signify.com/is/content/Signify/fe08bc0518c447638e0fada400ab4ab9 |  |  | ADAM-ad9527361c2b4594a368ae6001131b51 | https://www.docs.signify.com/assets/3d8/coreline_wall-mounted_wl140v.rfa | ADAM-98d4b8fcaa994b29bbedad9d00c43977 | https://www.docs.signify.com/assets/ies/ifmt1_wl140vpsu1xled12s840o.ies | [14 empty] | ADAM-b7d691f5901341f68b75ad9d00c43826 | https://www.docs.signify.com/assets/emd/ifmt2_wl140vpsu1xled12s840o.ldt | ADAM-cd4acd28298a45da9f39af1800880c1f | https://www.assets.signify.com/is/content/Signify/c43b29eb88344db787e8af1800881464 | ADAM-b82203d450b24a4e8556aa0f00a9f1f5;ADAM-f6496fbb285a42e69381aa0f00a9b68f;ADAM-e44636982ef3489c8d1caf32007fac9a | https://www.assets.signify.com/is/content/PhilipsLighting/1a3f5ee406b44f4088ffaa0f00aa0d1d;https://www.assets.signify.com/is/content/PhilipsLighting/02415759595146a5b2c5aa0f00a9e9f9;https://www.assets.signify.com/is/content/Signify/b034aea9062a4e9ba8f4af32007fb995 | - | - | 80 | - |  | 1350 lumen | White |  | <gt/>80 | 4000 K | 12 W | 110 lm/W | 50 or 60 Hz | 840 neutral white | 1350 lumen |  | 12 W | 0.9 | [5 empty] | https://www.lighting.philips.com/link/911401847482_EU/prd/aa/en
FP-911401847582 | WL140V LED20S/830 PSU WH | 911401847582 | 2021-02-22 00:00:00 |  |  | IP65 ¦ Dust penetration-protected, jet-proof |  |  |  | 3000 K |  |  |  |  | No | [8 empty] | -20 to +40 °C |  | - W | 120 degree(s) | [5 empty] | - | Yes | Push-in connector 6-pole | No |  |  | Yes | Power supply unit (On/Off) |  |  | ENEC mark |  | - |  | - |  | Temperature 850 °C, duration 30 s | Polycarbonate | IP65 ¦ Dust penetration-protected, jet-proof | (0.4338,0.4030) SDCM <lt/>3 | - W | 220-240 V | 14 A | 0.007 ms |  |  | Yes | 120° x 120° | +/-10% |  | Not applicable | IK10 ¦ 20 J vandal-resistant |  |  |  |  | 1 unit |  | 32 | Polycarbonate | Symmetrical |  | Opal | Polycarbonate |  |  | 390 mm | 85 mm | [6 empty] | +/-10% | Safety class II | Polycarbonate |  | No |  | 24 |  |  | 5 years |  | ADAM-60e6e3617351412689faad71009cfb5e | https://www.assets.signify.com/is/image/Signify/b1f6e3e0064b4aee8e6cad71009cfd85 | ADAM-21b7bec09d714c3cbb3ead7a002728dd | https://www.assets.signify.com/is/content/Signify/fp911401847582-pss-global |  |  | ADAM-480d0798283340c0a541ad6000d4bd13 | https://www.assets.signify.com/is/image/Signify/4fa0fbe80fc24172926bad6000d4bea6 | ADAM-fa60619638fe4d5d8b48ada400ab46b7 | https://www.assets.signify.com/is/content/Signify/fe08bc0518c447638e0fada400ab4ab9 |  |  | ADAM-ad9527361c2b4594a368ae6001131b51 | https://www.docs.signify.com/assets/3d8/coreline_wall-mounted_wl140v.rfa | ADAM-d311672af9be4989b5ccad9d00c4438b | https://www.docs.signify.com/assets/ies/ifmt1_wl140vpsu1xled20s830o.ies | [14 empty] | ADAM-b641fc28e4f542f2b6f8ad9d00c442c5 | https://www.docs.signify.com/assets/emd/ifmt2_wl140vpsu1xled20s830o.ldt | ADAM-cd4acd28298a45da9f39af1800880c1f | https://www.assets.signify.com/is/content/Signify/c43b29eb88344db787e8af1800881464 | ADAM-b82203d450b24a4e8556aa0f00a9f1f5;ADAM-f6496fbb285a42e69381aa0f00a9b68f;ADAM-e44636982ef3489c8d1caf32007fac9a | https://www.assets.signify.com/is/content/PhilipsLighting/1a3f5ee406b44f4088ffaa0f00aa0d1d;https://www.assets.signify.com/is/content/PhilipsLighting/02415759595146a5b2c5aa0f00a9e9f9;https://www.assets.signify.com/is/content/Signify/b034aea9062a4e9ba8f4af32007fb995 | - | - | 80 | - |  | 2100 lumen | White |  | <gt/>80 | 3000 K | 20 W | 105 lm/W | 50 or 60 Hz | 830 warm white | 2100 lumen |  | 20 W | 0.9 | [5 empty] | https://www.lighting.philips.com/link/911401847582_EU/prd/aa/en
FP-911401847682 | WL140V LED20S/840 PSU WH | 911401847682 | 2021-02-22 00:00:00 |  |  | IP65 ¦ Dust penetration-protected, jet-proof |  |  |  | 4000 K |  |  |  |  | No | [8 empty] | -20 to +40 °C |  | - W | 120 degree(s) | [5 empty] | - | Yes | Push-in connector 6-pole | No |  |  | Yes | Power supply unit (On/Off) |  |  | ENEC mark |  | - |  | - |  | Temperature 850 °C, duration 30 s | Polycarbonate | IP65 ¦ Dust penetration-protected, jet-proof | (0.3818,0.3797) SDCM <lt/>3 | - W | 220-240 V | 14 A | 0.007 ms |  |  | Yes | 120° x 120° | +/-10% |  | Not applicable | IK10 ¦ 20 J vandal-resistant |  |  |  |  | 1 unit |  | 32 | Polycarbonate | Symmetrical |  | Opal | Polycarbonate |  |  | 390 mm | 85 mm | [6 empty] | +/-10% | Safety class II | Polycarbonate |  | No |  | 24 |  |  | 5 years |  | ADAM-60e6e3617351412689faad71009cfb5e | https://www.assets.signify.com/is/image/Signify/b1f6e3e0064b4aee8e6cad71009cfd85 | ADAM-ffd197dadf7643bdb0f7ad7a002c4cb1 | https://www.assets.signify.com/is/content/Signify/fp911401847682-pss-global |  |  | ADAM-480d0798283340c0a541ad6000d4bd13 | https://www.assets.signify.com/is/image/Signify/4fa0fbe80fc24172926bad6000d4bea6 | ADAM-fa60619638fe4d5d8b48ada400ab46b7 | https://www.assets.signify.com/is/content/Signify/fe08bc0518c447638e0fada400ab4ab9 |  |  | ADAM-ad9527361c2b4594a368ae6001131b51 | https://www.docs.signify.com/assets/3d8/coreline_wall-mounted_wl140v.rfa | ADAM-e5941d6445734271969dad9d00c452c0 | https://www.docs.signify.com/assets/ies/ifmt1_wl140vpsu1xled20s840o.ies | [14 empty] | ADAM-2096efaf921548b5a21bad9d00c45143 | https://www.docs.signify.com/assets/emd/ifmt2_wl140vpsu1xled20s840o.ldt | ADAM-cd4acd28298a45da9f39af1800880c1f | https://www.assets.signify.com/is/content/Signify/c43b29eb88344db787e8af1800881464 | ADAM-b82203d450b24a4e8556aa0f00a9f1f5;ADAM-f6496fbb285a42e69381aa0f00a9b68f;ADAM-e44636982ef3489c8d1caf32007fac9a | https://www.assets.signify.com/is/content/PhilipsLighting/1a3f5ee406b44f4088ffaa0f00aa0d1d;https://www.assets.signify.com/is/content/PhilipsLighting/02415759595146a5b2c5aa0f00a9e9f9;https://www.assets.signify.com/is/content/Signify/b034aea9062a4e9ba8f4af32007fb995 | - | - | 80 | - |  | 2200 lumen | White |  | <gt/>80 | 4000 K | 20 W | 110 lm/W | 50 or 60 Hz | 840 neutral white | 2200 lumen |  | 20 W | 0.9 | [5 empty] | https://www.lighting.philips.com/link/911401847682_EU/prd/aa/en
FP-911401847782 | WL140V LED34S/830 PSU WH | 911401847782 | 2021-02-22 00:00:00 |  |  | IP65 ¦ Dust penetration-protected, jet-proof |  |  |  | 3000 K |  |  |  |  | No | [8 empty] | -20 to +40 °C |  | - W | 120 degree(s) | [5 empty] | - | Yes | Push-in connector 6-pole | No |  |  | Yes | Power supply unit (On/Off) |  |  | ENEC mark |  | - |  | - |  | Temperature 850 °C, duration 30 s | Polycarbonate | IP65 ¦ Dust penetration-protected, jet-proof | (0.4338,0.4030) SDCM <lt/>3 | - W | 220-240 V | 14 A | 0.007 ms |  |  | Yes | 120° x 120° | +/-10% |  | Not applicable | IK10 ¦ 20 J vandal-resistant |  |  |  |  | 1 unit |  | 32 | Polycarbonate | Symmetrical |  | Opal | Polycarbonate |  |  | 390 mm | 85 mm | [6 empty] | +/-10% | Safety class II | Polycarbonate |  | No |  | 25 |  |  | 5 years |  | ADAM-60e6e3617351412689faad71009cfb5e | https://www.assets.signify.com/is/image/Signify/b1f6e3e0064b4aee8e6cad71009cfd85 | ADAM-d3a96fca29ca4b4fb04cad7a0020049b | https://www.assets.signify.com/is/content/Signify/fp911401847782-pss-global |  |  | ADAM-480d0798283340c0a541ad6000d4bd13 | https://www.assets.signify.com/is/image/Signify/4fa0fbe80fc24172926bad6000d4bea6 | ADAM-fa60619638fe4d5d8b48ada400ab46b7 | https://www.assets.signify.com/is/content/Signify/fe08bc0518c447638e0fada400ab4ab9 |  |  | ADAM-ad9527361c2b4594a368ae6001131b51 | https://www.docs.signify.com/assets/3d8/coreline_wall-mounted_wl140v.rfa | ADAM-f5c5a14455e44be2967fad9d00c45c80 | https://www.docs.signify.com/assets/ies/ifmt1_wl140vpsu1xled34s830o.ies | [14 empty] | ADAM-bb5c4d3fe99141e68ee2ad9d00c45b7e | https://www.docs.signify.com/assets/emd/ifmt2_wl140vpsu1xled34s830o.ldt | ADAM-cd4acd28298a45da9f39af1800880c1f | https://www.assets.signify.com/is/content/Signify/c43b29eb88344db787e8af1800881464 | ADAM-b82203d450b24a4e8556aa0f00a9f1f5;ADAM-f6496fbb285a42e69381aa0f00a9b68f;ADAM-e44636982ef3489c8d1caf32007fac9a | https://www.assets.signify.com/is/content/PhilipsLighting/1a3f5ee406b44f4088ffaa0f00aa0d1d;https://www.assets.signify.com/is/content/PhilipsLighting/02415759595146a5b2c5aa0f00a9e9f9;https://www.assets.signify.com/is/content/Signify/b034aea9062a4e9ba8f4af32007fb995 | - | - | 80 | - |  | 3400 lumen | White |  | <gt/>80 | 3000 K | 32 W | 105 lm/W | 50 or 60 Hz | 830 warm white | 3400 lumen |  | 32 W | 0.9 | [5 empty] | https://www.lighting.philips.com/link/911401847782_EU/prd/aa/en
FP-911401847882 | WL140V LED34S/840 PSU WH | 911401847882 | 2021-02-22 00:00:00 |  |  | IP65 ¦ Dust penetration-protected, jet-proof |  |  |  | 4000 K |  |  |  |  | No | [8 empty] | -20 to +40 °C |  | - W | 120 degree(s) | [5 empty] | - | Yes | Push-in connector 6-pole | No |  |  | Yes | Power supply unit (On/Off) |  |  | ENEC mark |  | - |  | - |  | Temperature 850 °C, duration 30 s | Polycarbonate | IP65 ¦ Dust penetration-protected, jet-proof | (0.3818,0.3797) SDCM <lt/>3 | - W | 220-240 V | 14 A | 0.007 ms |  |  | Yes | 120° x 120° | +/-10% |  | Not applicable | IK10 ¦ 20 J vandal-resistant |  |  |  |  | 1 unit |  | 32 | Polycarbonate | Symmetrical |  | Opal | Polycarbonate |  |  | 390 mm | 85 mm | [6 empty] | +/-10% | Safety class II | Polycarbonate |  | No |  | 25 |  |  | 5 years |  | ADAM-60e6e3617351412689faad71009cfb5e | https://www.assets.signify.com/is/image/Signify/b1f6e3e0064b4aee8e6cad71009cfd85 | ADAM-c5d3d0302a924b30ab39ad7a00263882 | https://www.assets.signify.com/is/content/Signify/fp911401847882-pss-global |  |  | ADAM-480d0798283340c0a541ad6000d4bd13 | https://www.assets.signify.com/is/image/Signify/4fa0fbe80fc24172926bad6000d4bea6 | ADAM-fa60619638fe4d5d8b48ada400ab46b7 | https://www.assets.signify.com/is/content/Signify/fe08bc0518c447638e0fada400ab4ab9 |  |  | ADAM-ad9527361c2b4594a368ae6001131b51 | https://www.docs.signify.com/assets/3d8/coreline_wall-mounted_wl140v.rfa | ADAM-3e68118e3a124612bcbfad9d00c46b8c | https://www.docs.signify.com/assets/ies/ifmt1_wl140vpsu1xled34s840o.ies | [14 empty] | ADAM-7043be3dd61947fda3b7ad9d00c46a9c | https://www.docs.signify.com/assets/emd/ifmt2_wl140vpsu1xled34s840o.ldt | ADAM-cd4acd28298a45da9f39af1800880c1f | https://www.assets.signify.com/is/content/Signify/c43b29eb88344db787e8af1800881464 | ADAM-b82203d450b24a4e8556aa0f00a9f1f5;ADAM-f6496fbb285a42e69381aa0f00a9b68f;ADAM-e44636982ef3489c8d1caf32007fac9a | https://www.assets.signify.com/is/content/PhilipsLighting/1a3f5ee406b44f4088ffaa0f00aa0d1d;https://www.assets.signify.com/is/content/PhilipsLighting/02415759595146a5b2c5aa0f00a9e9f9;https://www.assets.signify.com/is/content/Signify/b034aea9062a4e9ba8f4af32007fb995 | - | - | 80 | - |  | 3550 lumen | White |  | <gt/>80 | 4000 K | 32 W | 110 lm/W | 50 or 60 Hz | 840 neutral white | 3550 lumen |  | 32 W | 0.9 | [5 empty] | https://www.lighting.philips.com/link/911401847882_EU/prd/aa/en
FP-911401847982 | WL140V LED20S/830 PSU MDU WH | 911401847982 | 2021-02-22 00:00:00 |  |  | IP65 ¦ Dust penetration-protected, jet-proof |  |  |  | 3000 K |  |  |  |  | No | [8 empty] | -20 to +40 °C |  | - W | 120 degree(s) | [5 empty] | - | Yes | Push-in connector 6-pole | No | Sensor-based dim |  | Yes | Power supply unit regulating |  |  | ENEC mark |  | - |  | - |  | Temperature 850 °C, duration 30 s | Polycarbonate | IP65 ¦ Dust penetration-protected, jet-proof | (0.4338,0.4030) SDCM <lt/>3 | - W | 220-240 V | 14 A | 0.007 ms |  |  | Yes | 120° x 120° | +/-10% |  | Not applicable | IK10 ¦ 20 J vandal-resistant |  |  |  |  | 1 unit |  | 32 | Polycarbonate | Symmetrical |  | Opal | Polycarbonate |  |  | 390 mm | 85 mm | [6 empty] | +/-10% | Safety class II | Polycarbonate |  | No |  | 24 |  |  | 5 years |  | ADAM-60e6e3617351412689faad71009cfb5e | https://www.assets.signify.com/is/image/Signify/b1f6e3e0064b4aee8e6cad71009cfd85 | ADAM-601d4876cd064c9da521ad7a00233cdd | https://www.assets.signify.com/is/content/Signify/fp911401847982-pss-global |  |  | ADAM-480d0798283340c0a541ad6000d4bd13 | https://www.assets.signify.com/is/image/Signify/4fa0fbe80fc24172926bad6000d4bea6 | ADAM-fa60619638fe4d5d8b48ada400ab46b7 | https://www.assets.signify.com/is/content/Signify/fe08bc0518c447638e0fada400ab4ab9 |  |  | ADAM-ad9527361c2b4594a368ae6001131b51 | https://www.docs.signify.com/assets/3d8/coreline_wall-mounted_wl140v.rfa | ADAM-c11c0c9b8dbe45fc8515ad9d00c476c3 | https://www.docs.signify.com/assets/ies/ifmt1_wl140vpsumdu1xled20s830o.ies | [14 empty] | ADAM-1de38e8929fe4e7c9969ad9d00c4735e | https://www.docs.signify.com/assets/emd/ifmt2_wl140vpsumdu1xled20s830o.ldt | ADAM-cd4acd28298a45da9f39af1800880c1f | https://www.assets.signify.com/is/content/Signify/c43b29eb88344db787e8af1800881464 | ADAM-b82203d450b24a4e8556aa0f00a9f1f5;ADAM-f6496fbb285a42e69381aa0f00a9b68f;ADAM-e44636982ef3489c8d1caf32007fac9a | https://www.assets.signify.com/is/content/PhilipsLighting/1a3f5ee406b44f4088ffaa0f00aa0d1d;https://www.assets.signify.com/is/content/PhilipsLighting/02415759595146a5b2c5aa0f00a9e9f9;https://www.assets.signify.com/is/content/Signify/b034aea9062a4e9ba8f4af32007fb995 | - | - | 80 | - |  | 1850 lumen | White |  | <gt/>80 | 3000 K | 19 W | 95 lm/W | 50 or 60 Hz | 830 warm white | 1850 lumen |  | 19 W | 0.9 | [5 empty] | https://www.lighting.philips.com/link/911401847982_EU/prd/aa/en
FP-911401848082 | WL140V LED20S/840 PSU MDU WH | 911401848082 | 2021-02-22 00:00:00 |  |  | IP65 ¦ Dust penetration-protected, jet-proof |  |  |  | 4000 K |  |  |  |  | No | [8 empty] | -20 to +40 °C |  | - W | 120 degree(s) | [5 empty] | - | Yes | Push-in connector 6-pole | No | Sensor-based dim |  | Yes | Power supply unit regulating |  |  | ENEC mark |  | - |  | - |  | Temperature 850 °C, duration 30 s | Polycarbonate | IP65 ¦ Dust penetration-protected, jet-proof | (0.3818,0.3797) SDCM <lt/>3 | - W | 220-240 V | 14 A | 0.007 ms |  |  | Yes | 120° x 120° | +/-10% |  | Not applicable | IK10 ¦ 20 J vandal-resistant |  |  |  |  | 1 unit |  | 32 | Polycarbonate | Symmetrical |  | Opal | Polycarbonate |  |  | 390 mm | 85 mm | [6 empty] | +/-10% | Safety class II | Polycarbonate |  | No |  | 24 |  |  | 5 years |  | ADAM-60e6e3617351412689faad71009cfb5e | https://www.assets.signify.com/is/image/Signify/b1f6e3e0064b4aee8e6cad71009cfd85 | ADAM-fa31334383f34bfb8f62ad7a002a58c0 | https://www.assets.signify.com/is/content/Signify/fp911401848082-pss-global |  |  | ADAM-480d0798283340c0a541ad6000d4bd13 | https://www.assets.signify.com/is/image/Signify/4fa0fbe80fc24172926bad6000d4bea6 | ADAM-fa60619638fe4d5d8b48ada400ab46b7 | https://www.assets.signify.com/is/content/Signify/fe08bc0518c447638e0fada400ab4ab9 |  |  | ADAM-ad9527361c2b4594a368ae6001131b51 | https://www.docs.signify.com/assets/3d8/coreline_wall-mounted_wl140v.rfa | ADAM-52e3927debe74c7c8173ad9d00c480c5 | https://www.docs.signify.com/assets/ies/ifmt1_wl140vpsumdu1xled20s840o.ies | [14 empty] | ADAM-9602fe36f1c84bec9cd8ad9d00c47efc | https://www.docs.signify.com/assets/emd/ifmt2_wl140vpsumdu1xled20s840o.ldt | ADAM-cd4acd28298a45da9f39af1800880c1f | https://www.assets.signify.com/is/content/Signify/c43b29eb88344db787e8af1800881464 | ADAM-b82203d450b24a4e8556aa0f00a9f1f5;ADAM-f6496fbb285a42e69381aa0f00a9b68f;ADAM-e44636982ef3489c8d1caf32007fac9a | https://www.assets.signify.com/is/content/PhilipsLighting/1a3f5ee406b44f4088ffaa0f00aa0d1d;https://www.assets.signify.com/is/content/PhilipsLighting/02415759595146a5b2c5aa0f00a9e9f9;https://www.assets.signify.com/is/content/Signify/b034aea9062a4e9ba8f4af32007fb995 | - | - | 80 | - |  | 1950 lumen | White |  | <gt/>80 | 4000 K | 19 W | 100 lm/W | 50 or 60 Hz | 840 neutral white | 1950 lumen |  | 19 W | 0.9 | [5 empty] | https://www.lighting.philips.com/link/911401848082_EU/prd/aa/en
FP-911401850680 | SM060C LED34S/840 PSU W20L120 NOC | 911401850680 | 2019-05-21 00:00:00 |  |  | IP20 ¦ Finger-protected |  |  |  | 4000 K |  |  |  |  | No | [8 empty] | +10 to +40 °C |  |  | 110 degree(s) | [5 empty] | - | Yes | Push-in connector 3-pole | No |  | 0.005 % | Yes | Power supply unit (On/Off) |  |  | - |  | Steel |  | For mounting on normally flammable surfaces |  | Temperature 650 °C, duration 30 s | Steel | IP20 ¦ Finger-protected | SDCM<lt/>5 |  | 220-240 V | 10.8 A | 0.036 ms |  |  | No | 110° | +/-10% |  |  | IK03 ¦ 0.3 J |  |  |  |  | 1 unit |  | 24 | Polymethyl methacrylate | Beam angle 110° |  | Opal | Polymethyl methacrylate |  |  |  | 53 mm | 1200 mm | 200 mm |  |  |  |  | +/-10% | Safety class I | Steel |  | Yes |  | 25 |  |  | 3 years |  | ADAM-20161228113215412 | https://www.assets.signify.com/is/image/Signify/8dc0ef23be8b479c9fe6a6ea00ad2147 | ADAM-813e25d383fc41d4a0e4aa86012b314f | https://www.assets.signify.com/is/content/PhilipsLighting/fp911401850680-pss-global |  |  | ADAM-856b780135394fd3b46eaa8600f71676 | https://www.assets.signify.com/is/image/PhilipsLighting/3e9ed0c449b040729fd3aa8600f71673 | ADAM-58cea511d3224f5f8a0aad9d015e3abf | https://www.assets.signify.com/is/content/Signify/48dcb54722f849678f37ad9d015e3fcf | [22 empty] | ADAM-e2ff3995417c4b58b856adfa00fc2876;ADAM-7ed363fbbd4b4b11a19bae240109ab11;ADAM-c7ad2fe24d53448fa944ae3700eb83f1 | https://www.assets.signify.com/is/content/Signify/53b697d9ef114447a349adfa00fc2d14;https://www.assets.signify.com/is/image/Signify/07afa006f6e041e7be70ae240109b0c8;https://www.assets.signify.com/is/image/Signify/8d0cd6cac3634a689391ae3700eb8985 | ADAM-66e7e2bdedc44f9f86eca9d900ed5bb1;ADAM-53c90173b6bd49979b00b00d0109c44d | https://www.assets.signify.com/is/content/PhilipsLighting/2ea8af367ef1422ab4d2a9d900ed6099;https://www.assets.signify.com/is/content/Signify/5062cd6965324f719f6bb00d0109d4a4 |  | L65 | L75 |  |  | 3400 lumen | White |  | ≥80 | 4000 K | 34 W | 100 lm/W | 50 or 60 Hz | 840 neutral white | 3400 lumen |  | 34 W | 0.9 | [5 empty] | https://www.lighting.philips.com/link/911401850680_EU/prd/aa/en
FP-911401850782 | RC065B LED34S/830 PSU W60L60 OC | 911401850782 | 2021-03-12 00:00:00 |  |  | IP20 ¦ Finger-protected |  |  |  | 3000 K |  |  |  |  | No | [8 empty] | -10 to +25 °C | [8 empty] | - | Yes | Push-in connector 2-pole | No |  |  | Yes | Power supply unit (On/Off) |  |  | - |  | - |  | For mounting on normally flammable surfaces |  | Temperature 650 °C, duration 30 s | Steel | IP20 ¦ Finger-protected | (0.43, 0.40) SDCM≤5 |  | 220-240 V | 16 A | 0.18 ms |  |  | No | 90° | +/-10% |  |  | IK02 ¦ 0.2 J standard |  |  |  |  | 1 unit |  | 32 | Polystyrene | Beam angle 90° |  | Diamond | Acrylate |  |  |  | 35 mm | 595 mm | 595 mm |  |  |  |  | +/-10% | Safety class II | Acrylate |  | Yes |  | 19 |  |  | 3 years |  | ADAM-207bc80029f54da7ad01ab8100b4e421 | https://www.assets.signify.com/is/image/PhilipsLighting/bc2f3d5b079c42b4b1dfab8100b4eba9 | ADAM-111d44660a444c9698bbadbf012e400d | https://www.assets.signify.com/is/content/Signify/fp911401850782-pss-global |  |  | ADAM-c3f28429b4974d52a687ae6600a929f3 | https://www.assets.signify.com/is/image/Signify/871410af84694120944aae6600a9333a | ADAM-8193c5370ade495f90a7ae8b009df10a | https://www.assets.signify.com/is/content/Signify/f127c52c4525466781abae8b009df108 | [22 empty] | ADAM-e2ff3995417c4b58b856adfa00fc2876;ADAM-aafd3a36ced848feb987ae2401098a63 | https://www.assets.signify.com/is/content/Signify/53b697d9ef114447a349adfa00fc2d14;https://www.assets.signify.com/is/image/Signify/cefb0339103b470f851aae2401098d31 | ADAM-66e7e2bdedc44f9f86eca9d900ed5bb1;ADAM-189b4598b8a840ea9ec1b00d0109b181 | https://www.assets.signify.com/is/content/PhilipsLighting/2ea8af367ef1422ab4d2a9d900ed6099;https://www.assets.signify.com/is/content/Signify/95e98bd3e112455ab151b00d0109c0c2 |  | L70 | L80 |  |  | 3400 lumen | White |  | ≥80 | 3000 K | 34 W | 100 lm/W | 50 or 60 Hz | 830 warm white | 3400 lumen |  | 34 W | 0.9 | [5 empty] | https://www.lighting.philips.com/link/911401850782_EU/prd/aa/en
FP-911401850882 | RC065B LED34S/830 PSU W60L60 NOC | 911401850882 | 2021-03-12 00:00:00 |  |  | IP20 ¦ Finger-protected |  |  |  | 3000 K |  |  |  |  | No | [8 empty] | -10 to +25 °C | [8 empty] | - | Yes | Push-in connector 2-pole | No |  |  | Yes | Power supply unit (On/Off) |  |  | - |  | - |  | For mounting on normally flammable surfaces |  | Temperature 650 °C, duration 30 s | Steel | IP20 ¦ Finger-protected | (0.43, 0.40) SDCM≤5 |  | 220-240 V | 16 A | 0.18 ms |  |  | No | 120° | +/-10% |  |  | IK02 ¦ 0.2 J standard |  |  |  |  | 1 unit |  | 32 | Polystyrene | Beam angle 120° |  | Opal | Acrylate |  |  |  | 34 mm | 595 mm | 595 mm |  |  |  |  | +/-10% | Safety class II | Acrylate |  | Yes |  | 22 |  |  | 3 years |  | ADAM-207bc80029f54da7ad01ab8100b4e421 | https://www.assets.signify.com/is/image/PhilipsLighting/bc2f3d5b079c42b4b1dfab8100b4eba9 | ADAM-cbd1c4ad5b1a4b4c81c1adbf01286b79 | https://www.assets.signify.com/is/content/Signify/fp911401850882-pss-global |  |  | ADAM-18cb2970a52f45eb91c2ae6600a9167a | https://www.assets.signify.com/is/image/Signify/36240076889742009744ae6600a92025 | ADAM-8193c5370ade495f90a7ae8b009df10a | https://www.assets.signify.com/is/content/Signify/f127c52c4525466781abae8b009df108 | [22 empty] | ADAM-e2ff3995417c4b58b856adfa00fc2876;ADAM-aafd3a36ced848feb987ae2401098a63 | https://www.assets.signify.com/is/content/Signify/53b697d9ef114447a349adfa00fc2d14;https://www.assets.signify.com/is/image/Signify/cefb0339103b470f851aae2401098d31 | ADAM-66e7e2bdedc44f9f86eca9d900ed5bb1;ADAM-189b4598b8a840ea9ec1b00d0109b181 | https://www.assets.signify.com/is/content/PhilipsLighting/2ea8af367ef1422ab4d2a9d900ed6099;https://www.assets.signify.com/is/content/Signify/95e98bd3e112455ab151b00d0109c0c2 |  | L70 | L80 |  |  | 3400 lumen | White |  | ≥80 | 3000 K | 34 W | 100 lm/W | 50 or 60 Hz | 830 warm white | 3400 lumen |  | 34 W | 0.9 | [5 empty] | https://www.lighting.philips.com/link/911401850882_EU/prd/aa/en
FP-911401851483 | BVP164 LED12/840 PSU 10W SWB CE | 911401851483 | 2021-04-25 00:00:00 |  |  | IP65 ¦ Dust penetration-protected, jet-proof |  |  |  | 4000 K |  |  |  |  | No | [8 empty] | -25 to +40 °C |  | 10 W | [6 empty] | Cable 1.0 m without plug | Yes | Flying leads/wires | No |  |  | Yes | Power supply unit (On/Off) | 0.005 m² | - W | - |  | Steel |  | - |  | Temperature 650 °C, duration 30 s | Aluminum die cast | IP65 ¦ Dust penetration-protected, jet-proof | (0.380, 0.380) SDCM <lt/>5 | - W | 220 to 240 V | 0.78 A | 0.00648 ms | - | LED | No | 110° x 110° | +/-10% |  | Not applicable | IK07 ¦ 2 J reinforced |  |  |  | Mounting bracket adjustable | 1 unit |  | 218 | Glass |  | Symmetrical wide beam | Clear | Tempered glass | Flat | Glass |  | 25.5 mm | 79 mm | 111 mm |  |  |  |  | +/-10% | Safety class I | Polycarbonate | - |  | Luminaire surge protection level until 2 kV differential mode and 2 kV common mode |  | 0 |  | 3 years |  | ADAM-f333c55b1cd64850a587ad3a00a4c325 | https://www.assets.signify.com/is/image/Signify/15888911f0564c8b9458ad3a00a4c5c3 | ADAM-aaa5f2f9eabc42d095e5ad780065c3a4 | https://www.assets.signify.com/is/content/Signify/fp911401851483-pss-global |  |  | ADAM-e7c35c9bd43149f69663ad3a00a4da26 | https://www.assets.signify.com/is/image/Signify/a419d51bd15141019042ad3a00a4db1a | ADAM-4f61cf92cd844d6584ebadf800db12cf | https://www.assets.signify.com/is/content/Signify/5e7c8432c534417c9cf5adf800db3cac | [24 empty] | ADAM-da0f48d838734d5bb0a7b00d01098eb2 | https://www.assets.signify.com/is/content/Signify/1868249f77b24eadb985b00d010998d0 |  |  | 80 |  |  | 1200 lumen | Gray |  | <gt/>80 | 4000 K | 10 W | 120 lm/W | 50 or 60 Hz | 840 neutral white | 1200 lumen |  | 10 W | 0.95 | [5 empty] | https://www.lighting.philips.com/link/911401851483_EU/prd/aa/en
FP-911401851582 | WL140V LED12S/830 PSR MDU WH | 911401851582 | 2021-03-23 00:00:00 |  |  | IP65 ¦ Dust penetration-protected, jet-proof |  |  |  | 3000 K |  |  |  |  | Yes | [8 empty] | -20 to +40 °C |  | - W | 120 degree(s) | [5 empty] | - | Yes | Push-in connector 6-pole | No | Sensor-based dim |  | Yes | Power supply unit regulating |  |  | ENEC mark |  | - |  | - |  | Temperature 850 °C, duration 30 s | Polycarbonate | IP65 ¦ Dust penetration-protected, jet-proof | (0.4338,0.4030) SDCM <lt/>3 | - W | 220-240 V | 10 A | 0.066 ms |  |  | Yes | 120° x 120° | +/-10% |  | 10% | IK10 ¦ 20 J vandal-resistant |  |  |  |  | 1 unit |  | 32 | Polycarbonate | Symmetrical |  | Opal | Polycarbonate |  |  | 390 mm | 85 mm | [6 empty] | +/-10% | Safety class II | Polycarbonate |  | No |  | 22 |  |  | 5 years |  | ADAM-60e6e3617351412689faad71009cfb5e | https://www.assets.signify.com/is/image/Signify/b1f6e3e0064b4aee8e6cad71009cfd85 | ADAM-cae4d4fdfeda4fecbe12ad9400f7ef04 | https://www.assets.signify.com/is/content/Signify/fp911401851582-pss-global |  |  | ADAM-480d0798283340c0a541ad6000d4bd13 | https://www.assets.signify.com/is/image/Signify/4fa0fbe80fc24172926bad6000d4bea6 | ADAM-fa60619638fe4d5d8b48ada400ab46b7 | https://www.assets.signify.com/is/content/Signify/fe08bc0518c447638e0fada400ab4ab9 |  |  | ADAM-ad9527361c2b4594a368ae6001131b51 | https://www.docs.signify.com/assets/3d8/coreline_wall-mounted_wl140v.rfa | ADAM-fb4a62a4b5994e95bffead9d00c48b09 | https://www.docs.signify.com/assets/ies/ifmt1_wl140vpsrmdu1xled12s830o.ies | [14 empty] | ADAM-a4d67fd45a41427ab515ad9d00c489a9 | https://www.docs.signify.com/assets/emd/ifmt2_wl140vpsrmdu1xled12s830o.ldt | ADAM-cd4acd28298a45da9f39af1800880c1f | https://www.assets.signify.com/is/content/Signify/c43b29eb88344db787e8af1800881464 | ADAM-b82203d450b24a4e8556aa0f00a9f1f5;ADAM-f6496fbb285a42e69381aa0f00a9b68f;ADAM-e44636982ef3489c8d1caf32007fac9a | https://www.assets.signify.com/is/content/PhilipsLighting/1a3f5ee406b44f4088ffaa0f00aa0d1d;https://www.assets.signify.com/is/content/PhilipsLighting/02415759595146a5b2c5aa0f00a9e9f9;https://www.assets.signify.com/is/content/Signify/b034aea9062a4e9ba8f4af32007fb995 | - | - | 80 | - |  | 1200 lumen | White |  | <gt/>80 | 3000 K | 12 W | 90 lm/W | 50 or 60 Hz | 830 warm white | 1200 lumen |  | 12 W | 0.9 | [5 empty] | https://www.lighting.philips.com/link/911401851582_EU/prd/aa/en
FP-911401851682 | WL140V LED12S/840 PSR MDU WH | 911401851682 | 2021-03-23 00:00:00 |  |  | IP65 ¦ Dust penetration-protected, jet-proof |  |  |  | 4000 K |  |  |  |  | Yes | [8 empty] | -20 to +40 °C |  | - W | 120 degree(s) | [5 empty] | - | Yes | Push-in connector 6-pole | No | Sensor-based dim |  | Yes | Power supply unit regulating |  |  | ENEC mark |  | - |  | - |  | Temperature 850 °C, duration 30 s | Polycarbonate | IP65 ¦ Dust penetration-protected, jet-proof | (0.3818,0.3797) SDCM <lt/>3 | - W | 220-240 V | 10 A | 0.066 ms |  |  | Yes | 120° x 120° | +/-10% |  | 10% | IK10 ¦ 20 J vandal-resistant |  |  |  |  | 1 unit |  | 32 | Polycarbonate | Symmetrical |  | Opal | Polycarbonate |  |  | 390 mm | 85 mm | [6 empty] | +/-10% | Safety class II | Polycarbonate |  | No |  | 22 |  |  | 5 years |  | ADAM-60e6e3617351412689faad71009cfb5e | https://www.assets.signify.com/is/image/Signify/b1f6e3e0064b4aee8e6cad71009cfd85 | ADAM-5fba7b8bb56a430eb6caad7a00208aff | https://www.assets.signify.com/is/content/Signify/fp911401851682-pss-global |  |  | ADAM-480d0798283340c0a541ad6000d4bd13 | https://www.assets.signify.com/is/image/Signify/4fa0fbe80fc24172926bad6000d4bea6 | ADAM-fa60619638fe4d5d8b48ada400ab46b7 | https://www.assets.signify.com/is/content/Signify/fe08bc0518c447638e0fada400ab4ab9 |  |  | ADAM-ad9527361c2b4594a368ae6001131b51 | https://www.docs.signify.com/assets/3d8/coreline_wall-mounted_wl140v.rfa | ADAM-4cd4c8462f414c3b907cad9d00c4955e | https://www.docs.signify.com/assets/ies/ifmt1_wl140vpsrmdu1xled12s840o.ies | [14 empty] | ADAM-d7af726fbd3f4868b89cad9d00c49426 | https://www.docs.signify.com/assets/emd/ifmt2_wl140vpsrmdu1xled12s840o.ldt | ADAM-cd4acd28298a45da9f39af1800880c1f | https://www.assets.signify.com/is/content/Signify/c43b29eb88344db787e8af1800881464 | ADAM-b82203d450b24a4e8556aa0f00a9f1f5;ADAM-f6496fbb285a42e69381aa0f00a9b68f;ADAM-e44636982ef3489c8d1caf32007fac9a | https://www.assets.signify.com/is/content/PhilipsLighting/1a3f5ee406b44f4088ffaa0f00aa0d1d;https://www.assets.signify.com/is/content/PhilipsLighting/02415759595146a5b2c5aa0f00a9e9f9;https://www.assets.signify.com/is/content/Signify/b034aea9062a4e9ba8f4af32007fb995 | - | - | 80 | - |  | 1250 lumen | White |  | <gt/>80 | 4000 K | 12 W | 95 lm/W | 50 or 60 Hz | 840 neutral white | 1250 lumen |  | 12 W | 0.9 | [5 empty] | https://www.lighting.philips.com/link/911401851682_EU/prd/aa/en
FP-911401851782 | WL140V LED20S/830 PSR MDU WH | 911401851782 | 2021-03-23 00:00:00 |  |  | IP65 ¦ Dust penetration-protected, jet-proof |  |  |  | 3000 K |  |  |  |  | Yes | [8 empty] | -20 to +40 °C |  | - W | 120 degree(s) | [5 empty] | - | Yes | Push-in connector 6-pole | No | Sensor-based dim |  | Yes | Power supply unit regulating |  |  | ENEC mark |  | - |  | - |  | Temperature 850 °C, duration 30 s | Polycarbonate | IP65 ¦ Dust penetration-protected, jet-proof | (0.4338,0.4030) SDCM <lt/>3 | - W | 220-240 V | 10 A | 0.066 ms |  |  | Yes | 120° x 120° | +/-10% |  | 10% | IK10 ¦ 20 J vandal-resistant |  |  |  |  | 1 unit |  | 32 | Polycarbonate | Symmetrical |  | Opal | Polycarbonate |  |  | 390 mm | 85 mm | [6 empty] | +/-10% | Safety class II | Polycarbonate |  | No |  | 24 |  |  | 5 years |  | ADAM-60e6e3617351412689faad71009cfb5e | https://www.assets.signify.com/is/image/Signify/b1f6e3e0064b4aee8e6cad71009cfd85 | ADAM-07106210022244af9d10ad7a002b45b8 | https://www.assets.signify.com/is/content/Signify/fp911401851782-pss-global |  |  | ADAM-480d0798283340c0a541ad6000d4bd13 | https://www.assets.signify.com/is/image/Signify/4fa0fbe80fc24172926bad6000d4bea6 | ADAM-fa60619638fe4d5d8b48ada400ab46b7 | https://www.assets.signify.com/is/content/Signify/fe08bc0518c447638e0fada400ab4ab9 |  |  | ADAM-ad9527361c2b4594a368ae6001131b51 | https://www.docs.signify.com/assets/3d8/coreline_wall-mounted_wl140v.rfa | ADAM-67ce6f432ad34f8d84d9ad9d00c49e18 | https://www.docs.signify.com/assets/ies/ifmt1_wl140vpsrmdu1xled20s830o.ies | [14 empty] | ADAM-15a974bbe4c345589cc4ad9d00c49c73 | https://www.docs.signify.com/assets/emd/ifmt2_wl140vpsrmdu1xled20s830o.ldt | ADAM-cd4acd28298a45da9f39af1800880c1f | https://www.assets.signify.com/is/content/Signify/c43b29eb88344db787e8af1800881464 | ADAM-b82203d450b24a4e8556aa0f00a9f1f5;ADAM-f6496fbb285a42e69381aa0f00a9b68f;ADAM-e44636982ef3489c8d1caf32007fac9a | https://www.assets.signify.com/is/content/PhilipsLighting/1a3f5ee406b44f4088ffaa0f00aa0d1d;https://www.assets.signify.com/is/content/PhilipsLighting/02415759595146a5b2c5aa0f00a9e9f9;https://www.assets.signify.com/is/content/Signify/b034aea9062a4e9ba8f4af32007fb995 | - | - | 80 | - |  | 2100 lumen | White |  | <gt/>80 | 3000 K | 23 W | 90 lm/W | 50 or 60 Hz | 830 warm white | 2100 lumen |  | 23 W | 0.9 | [5 empty] | https://www.lighting.philips.com/link/911401851782_EU/prd/aa/en
FP-911401851882 | WL140V LED20S/840 PSR MDU WH | 911401851882 | 2021-03-23 00:00:00 |  |  | IP65 ¦ Dust penetration-protected, jet-proof |  |  |  | 4000 K |  |  |  |  | Yes | [8 empty] | -20 to +40 °C |  | - W | 120 degree(s) | [5 empty] | - | Yes | Push-in connector 6-pole | No | Sensor-based dim |  | Yes | Power supply unit regulating |  |  | ENEC mark |  | - |  | - |  | Temperature 850 °C, duration 30 s | Polycarbonate | IP65 ¦ Dust penetration-protected, jet-proof | (0.3818,0.3797) SDCM <lt/>3 | - W | 220-240 V | 10 A | 0.066 ms |  |  | Yes | 120° x 120° | +/-10% |  | 10% | IK10 ¦ 20 J vandal-resistant |  |  |  |  | 1 unit |  | 32 | Polycarbonate | Symmetrical |  | Opal | Polycarbonate |  |  | 390 mm | 85 mm | [6 empty] | +/-10% | Safety class II | Polycarbonate |  | No |  | 24 |  |  | 5 years |  | ADAM-60e6e3617351412689faad71009cfb5e | https://www.assets.signify.com/is/image/Signify/b1f6e3e0064b4aee8e6cad71009cfd85 | ADAM-07c49647d7f8414186fead7a00213247 | https://www.assets.signify.com/is/content/Signify/fp911401851882-pss-global |  |  | ADAM-480d0798283340c0a541ad6000d4bd13 | https://www.assets.signify.com/is/image/Signify/4fa0fbe80fc24172926bad6000d4bea6 | ADAM-fa60619638fe4d5d8b48ada400ab46b7 | https://www.assets.signify.com/is/content/Signify/fe08bc0518c447638e0fada400ab4ab9 |  |  | ADAM-ad9527361c2b4594a368ae6001131b51 | https://www.docs.signify.com/assets/3d8/coreline_wall-mounted_wl140v.rfa | ADAM-1c80b77d2d1e4357b190ad9d00c4ab00 | https://www.docs.signify.com/assets/ies/ifmt1_wl140vpsrmdu1xled20s840o.ies | [14 empty] | ADAM-71a71ada39134852934ead9d00c4a763 | https://www.docs.signify.com/assets/emd/ifmt2_wl140vpsrmdu1xled20s840o.ldt | ADAM-cd4acd28298a45da9f39af1800880c1f | https://www.assets.signify.com/is/content/Signify/c43b29eb88344db787e8af1800881464 | ADAM-b82203d450b24a4e8556aa0f00a9f1f5;ADAM-f6496fbb285a42e69381aa0f00a9b68f;ADAM-e44636982ef3489c8d1caf32007fac9a | https://www.assets.signify.com/is/content/PhilipsLighting/1a3f5ee406b44f4088ffaa0f00aa0d1d;https://www.assets.signify.com/is/content/PhilipsLighting/02415759595146a5b2c5aa0f00a9e9f9;https://www.assets.signify.com/is/content/Signify/b034aea9062a4e9ba8f4af32007fb995 | - | - | 80 | - |  | 2200 lumen | White |  | <gt/>80 | 4000 K | 23 W | 95 lm/W | 50 or 60 Hz | 840 neutral white | 2200 lumen |  | 23 W | 0.9 | [5 empty] | https://www.lighting.philips.com/link/911401851882_EU/prd/aa/en
FP-911401851982 | WL140V LED34S/830 PSR MDU WH | 911401851982 | 2021-03-23 00:00:00 |  |  | IP65 ¦ Dust penetration-protected, jet-proof |  |  |  | 3000 K |  |  |  |  | Yes | [8 empty] | -20 to +40 °C |  | - W | 120 degree(s) | [5 empty] | - | Yes | Push-in connector 6-pole | No | Sensor-based dim |  | Yes | Power supply unit regulating |  |  | ENEC mark |  | - |  | - |  | Temperature 850 °C, duration 30 s | Polycarbonate | IP65 ¦ Dust penetration-protected, jet-proof | (0.4338,0.4030) SDCM <lt/>3 | - W | 220-240 V | 10 A | 0.066 ms |  |  | Yes | 120° x 120° | +/-10% |  | 10% | IK10 ¦ 20 J vandal-resistant |  |  |  |  | 1 unit |  | 42 | Polycarbonate | Symmetrical |  | Opal | Polycarbonate |  |  | 390 mm | 85 mm | [6 empty] | +/-10% | Safety class II | Polycarbonate |  | No |  | 25 |  |  | 5 years |  | ADAM-60e6e3617351412689faad71009cfb5e | https://www.assets.signify.com/is/image/Signify/b1f6e3e0064b4aee8e6cad71009cfd85 | ADAM-1986be00e19e4b4facc3ad7a00213acc | https://www.assets.signify.com/is/content/Signify/fp911401851982-pss-global |  |  | ADAM-480d0798283340c0a541ad6000d4bd13 | https://www.assets.signify.com/is/image/Signify/4fa0fbe80fc24172926bad6000d4bea6 | ADAM-fa60619638fe4d5d8b48ada400ab46b7 | https://www.assets.signify.com/is/content/Signify/fe08bc0518c447638e0fada400ab4ab9 |  |  | ADAM-ad9527361c2b4594a368ae6001131b51 | https://www.docs.signify.com/assets/3d8/coreline_wall-mounted_wl140v.rfa | ADAM-274fb5c5a8814c0ba3b3ad9d00c4b7e7 | https://www.docs.signify.com/assets/ies/ifmt1_wl140vpsrmdu1xled34s830o.ies | [14 empty] | ADAM-a4c806d7a0024776b595ad9d00c4b625 | https://www.docs.signify.com/assets/emd/ifmt2_wl140vpsrmdu1xled34s830o.ldt | ADAM-cd4acd28298a45da9f39af1800880c1f | https://www.assets.signify.com/is/content/Signify/c43b29eb88344db787e8af1800881464 | ADAM-b82203d450b24a4e8556aa0f00a9f1f5;ADAM-f6496fbb285a42e69381aa0f00a9b68f;ADAM-e44636982ef3489c8d1caf32007fac9a | https://www.assets.signify.com/is/content/PhilipsLighting/1a3f5ee406b44f4088ffaa0f00aa0d1d;https://www.assets.signify.com/is/content/PhilipsLighting/02415759595146a5b2c5aa0f00a9e9f9;https://www.assets.signify.com/is/content/Signify/b034aea9062a4e9ba8f4af32007fb995 | - | - | 80 | - |  | 2950 lumen | White |  | <gt/>80 | 3000 K | 30 W | 98 lm/W | 50 or 60 Hz | 830 warm white | 2950 lumen |  | 30 W | 0.9 | [5 empty] | https://www.lighting.philips.com/link/911401851982_EU/prd/aa/en
FP-911401852082 | WL140V LED34S/840 PSR MDU WH | 911401852082 | 2021-03-23 00:00:00 |  |  | IP65 ¦ Dust penetration-protected, jet-proof |  |  |  | 4000 K |  |  |  |  | Yes | [8 empty] | -20 to +40 °C |  | - W | 120 degree(s) | [5 empty] | - | Yes | Push-in connector 6-pole | No | Sensor-based dim |  | Yes | Power supply unit regulating |  |  | ENEC mark |  | - |  | - |  | Temperature 850 °C, duration 30 s | Polycarbonate | IP65 ¦ Dust penetration-protected, jet-proof | (0.3818,0.3797) SDCM <lt/>3 | - W | 220-240 V | 10 A | 0.066 ms |  |  | Yes | 120° x 120° | +/-10% |  | 10% | IK10 ¦ 20 J vandal-resistant |  |  |  |  | 1 unit |  | 42 | Polycarbonate | Symmetrical |  | Opal | Polycarbonate |  |  | 390 mm | 85 mm | [6 empty] | +/-10% | Safety class II | Polycarbonate |  | No |  | 25 |  |  | 5 years |  | ADAM-60e6e3617351412689faad71009cfb5e | https://www.assets.signify.com/is/image/Signify/b1f6e3e0064b4aee8e6cad71009cfd85 | ADAM-f35495f88bef4da0b20bad7a0023b738 | https://www.assets.signify.com/is/content/Signify/fp911401852082-pss-global |  |  | ADAM-480d0798283340c0a541ad6000d4bd13 | https://www.assets.signify.com/is/image/Signify/4fa0fbe80fc24172926bad6000d4bea6 | ADAM-fa60619638fe4d5d8b48ada400ab46b7 | https://www.assets.signify.com/is/content/Signify/fe08bc0518c447638e0fada400ab4ab9 |  |  | ADAM-ad9527361c2b4594a368ae6001131b51 | https://www.docs.signify.com/assets/3d8/coreline_wall-mounted_wl140v.rfa | ADAM-d0de1b695d8b4257a1d5ad9d00c4c0ba | https://www.docs.signify.com/assets/ies/ifmt1_wl140vpsrmdu1xled34s840o.ies | [14 empty] | ADAM-58041d80ea18474f85ddad9d00c4bf2c | https://www.docs.signify.com/assets/emd/ifmt2_wl140vpsrmdu1xled34s840o.ldt | ADAM-cd4acd28298a45da9f39af1800880c1f | https://www.assets.signify.com/is/content/Signify/c43b29eb88344db787e8af1800881464 | ADAM-b82203d450b24a4e8556aa0f00a9f1f5;ADAM-f6496fbb285a42e69381aa0f00a9b68f;ADAM-e44636982ef3489c8d1caf32007fac9a | https://www.assets.signify.com/is/content/PhilipsLighting/1a3f5ee406b44f4088ffaa0f00aa0d1d;https://www.assets.signify.com/is/content/PhilipsLighting/02415759595146a5b2c5aa0f00a9e9f9;https://www.assets.signify.com/is/content/Signify/b034aea9062a4e9ba8f4af32007fb995 | - | - | 80 | - |  | 3100 lumen | White |  | <gt/>80 | 4000 K | 30 W | 103 lm/W | 50 or 60 Hz | 840 neutral white | 3100 lumen |  | 30 W | 0.9 | [5 empty] | https://www.lighting.philips.com/link/911401852082_EU/prd/aa/en
FP-911401852483 | BVP164 LED24/840 PSU 20W SWB CE | 911401852483 | 2021-04-25 00:00:00 |  |  | IP65 ¦ Dust penetration-protected, jet-proof |  |  |  | 4000 K |  |  |  |  | No | [8 empty] | -25 to +40 °C |  | 20 W | [6 empty] | Cable 1.0 m without plug | Yes | Flying leads/wires | No |  |  | Yes | Power supply unit (On/Off) | 0.008 m² | - W | - |  | Steel |  | - |  | Temperature 650 °C, duration 30 s | Aluminum die cast | IP65 ¦ Dust penetration-protected, jet-proof | (0.380, 0.380) SDCM <lt/>5 | - W | 220 to 240 V | 1.1 A | 0.0074 ms | - | LED | No | 110° x 110° | +/-10% |  | Not applicable | IK07 ¦ 2 J reinforced |  |  |  | Mounting bracket adjustable | 1 unit |  | 109 | Glass |  | Symmetrical wide beam | Clear | Tempered glass | Flat | Glass |  | 25.5 mm | 97 mm | 130 mm |  |  |  |  | +/-10% | Safety class I | Polycarbonate | - |  | Luminaire surge protection level until 2 kV differential mode and 2 kV common mode |  | 0 |  | 3 years |  | ADAM-23e9eff277ce4500a829ad3a00a4c7a8 | https://www.assets.signify.com/is/image/Signify/58cbdec802bb4497b11dad3a00a4cb0a | ADAM-5c9769b132aa43e39ff7ad780065c621 | https://www.assets.signify.com/is/content/Signify/fp911401852483-pss-global |  |  | ADAM-5f2aa80016d246df9496ad3a00a4dc01 | https://www.assets.signify.com/is/image/Signify/79ff64ad65294c2aa872ad3a00a4dcc5 | ADAM-4f61cf92cd844d6584ebadf800db12cf | https://www.assets.signify.com/is/content/Signify/5e7c8432c534417c9cf5adf800db3cac | [24 empty] | ADAM-da0f48d838734d5bb0a7b00d01098eb2 | https://www.assets.signify.com/is/content/Signify/1868249f77b24eadb985b00d010998d0 |  |  | 80 |  |  | 2400 lumen | Gray |  | <gt/>80 | 4000 K | 20 W | 120 lm/W | 50 or 60 Hz | 840 neutral white | 2400 lumen |  | 20 W | 0.95 | [5 empty] | https://www.lighting.philips.com/link/911401852483_EU/prd/aa/en
FP-911401854483 | BVP164 LED60/840 PSU 50W SWB CE | 911401854483 | 2021-04-25 00:00:00 |  |  | IP65 ¦ Dust penetration-protected, jet-proof |  |  |  | 4000 K |  |  |  |  | No | [8 empty] | -25 to +40 °C |  | 50 W | [6 empty] | Cable 1.0 m without plug | Yes | Flying leads/wires | No |  |  | Yes | Power supply unit (On/Off) | 0.028 m² | - W | - |  | Steel |  | - |  | Temperature 650 °C, duration 30 s | Aluminum die cast | IP65 ¦ Dust penetration-protected, jet-proof | (0.380, 0.380) SDCM <lt/>5 | - W | 220 to 240 V | 1.68 A | 0.0082 ms | - | LED | No | 110° x 110° | +/-10% |  | Not applicable | IK07 ¦ 2 J reinforced |  |  |  | Mounting bracket adjustable | 1 unit |  | 44 | Glass |  | Symmetrical wide beam | Clear | Tempered glass | Flat | Glass |  | 26.1 mm | 173 mm | 232 mm |  |  |  |  | +/-10% | Safety class I | Polycarbonate | - |  | Luminaire surge protection level until 2 kV differential mode and 2 kV common mode |  | 0 |  | 3 years |  | ADAM-01c1793c3fa74b9f81c0ad3a00a4d40c | https://www.assets.signify.com/is/image/Signify/ed01f5948be74beb8adead3a00a4d83a | ADAM-92b866b3a2d14a08953dad7800694cbe | https://www.assets.signify.com/is/content/Signify/fp911401854483-pss-global |  |  | ADAM-7014bc76d9b6442d8779ad3a00a4e1c8 | https://www.assets.signify.com/is/image/Signify/83d81edb726c43a3a5f6ad3a00a4e25d | ADAM-4f61cf92cd844d6584ebadf800db12cf | https://www.assets.signify.com/is/content/Signify/5e7c8432c534417c9cf5adf800db3cac | [24 empty] | ADAM-da0f48d838734d5bb0a7b00d01098eb2 | https://www.assets.signify.com/is/content/Signify/1868249f77b24eadb985b00d010998d0 |  |  | 80 |  |  | 6000 lumen | Gray |  | <gt/>80 | 4000 K | 50 W | 120 lm/W | 50 or 60 Hz | 840 neutral white | 6000 lumen |  | 50 W | 0.95 | [5 empty] | https://www.lighting.philips.com/link/911401854483_EU/prd/aa/en
FP-911401855483 | BVP164 LED84/840 PSU 70W SWB CE | 911401855483 | 2021-04-25 00:00:00 |  |  | IP65 ¦ Dust penetration-protected, jet-proof |  |  |  | 4000 K |  |  |  |  | No | [8 empty] | -25 to +40 °C |  | 70 W | [6 empty] | Cable 2.0 m without plug | Yes | Flying leads/wires | No |  |  | Yes | Power supply unit (On/Off) | 0.038 m² | - W | - |  | Steel |  | - |  | Temperature 650 °C, duration 30 s | Aluminum die cast | IP65 ¦ Dust penetration-protected, jet-proof | (0.380, 0.380) SDCM <lt/>5 | - W | 220 to 240 V | 3.64 A | 0.0222 ms | - | LED | No | 110° x 110° | +/-10% |  | Not applicable | IK08 ¦ 5 J vandal-protected |  |  |  | Mounting bracket adjustable | 1 unit |  | 31 | Glass |  | Symmetrical wide beam | Clear | Tempered glass | Flat | Glass |  | 29 mm | 203 mm | 284 mm |  |  |  |  | +/-10% | Safety class I | Polycarbonate | - |  | Luminaire surge protection level until 4 kV differential mode and 4 kV common mode |  | 0 |  | 3 years |  | ADAM-01c1793c3fa74b9f81c0ad3a00a4d40c | https://www.assets.signify.com/is/image/Signify/ed01f5948be74beb8adead3a00a4d83a | ADAM-0c2b7f14e12540aabba0ad78006431ea | https://www.assets.signify.com/is/content/Signify/fp911401855483-pss-global |  |  | ADAM-f4bdac1c8e42420fb820ad3a00a4e3fe | https://www.assets.signify.com/is/image/Signify/67f069b837094b83b691ad3a00a4e6b4 | ADAM-4f61cf92cd844d6584ebadf800db12cf | https://www.assets.signify.com/is/content/Signify/5e7c8432c534417c9cf5adf800db3cac | [24 empty] | ADAM-da0f48d838734d5bb0a7b00d01098eb2 | https://www.assets.signify.com/is/content/Signify/1868249f77b24eadb985b00d010998d0 |  |  | 80 |  |  | 8400 lumen | Gray |  | <gt/>80 | 4000 K | 70 W | 120 lm/W | 50 or 60 Hz | 840 neutral white | 8400 lumen |  | 70 W | 0.95 | [5 empty] | https://www.lighting.philips.com/link/911401855483_EU/prd/aa/en
FP-911401856483 | BVP165 LED120/840 PSU 100W SWB CE | 911401856483 | 2021-04-25 00:00:00 |  |  | IP65 ¦ Dust penetration-protected, jet-proof |  |  |  | 4000 K |  |  |  |  | No | [8 empty] | -25 to +40 °C |  | 100 W | [6 empty] | Cable 2.0 m without plug | Yes | Flying leads/wires | No |  |  | Yes | Power supply unit (On/Off) | 0.045 m² | - W | - |  | Steel |  | - |  | Temperature 650 °C, duration 30 s | Aluminum die cast | IP65 ¦ Dust penetration-protected, jet-proof | (0.380, 0.380) SDCM <lt/>5 | - W | 220 to 240 V | 3.84 A | 0.0244 ms | - | LED | No | 110° x 110° | +/-10% |  | Not applicable | IK08 ¦ 5 J vandal-protected |  |  |  | Mounting bracket adjustable | 1 unit |  | 22 | Glass |  | Symmetrical wide beam | Clear | Tempered glass | Flat | Glass |  | 34.5 mm | 220 mm | 312 mm |  |  |  |  | +/-10% | Safety class I | Polycarbonate | - |  | Luminaire surge protection level until 4 kV differential mode and 4 kV common mode |  | 0 |  | 3 years |  | ADAM-9c4360775b394067aae4ad3a00a4b827 | https://www.assets.signify.com/is/image/Signify/478463b6d91e48f68692ad3a00a4bb75 | ADAM-9d081186327242f4afa1ad780062241e | https://www.assets.signify.com/is/content/Signify/fp911401856483-pss-global |  |  | ADAM-6b3ced49a6c0497caff9ad3a00a4e89d | https://www.assets.signify.com/is/image/Signify/73d9bb348cb4434eb3caad3a00a4e954 | ADAM-4f61cf92cd844d6584ebadf800db12cf | https://www.assets.signify.com/is/content/Signify/5e7c8432c534417c9cf5adf800db3cac | [24 empty] | ADAM-da0f48d838734d5bb0a7b00d01098eb2 | https://www.assets.signify.com/is/content/Signify/1868249f77b24eadb985b00d010998d0 |  |  | 80 |  |  | 12000 lumen | Gray |  | <gt/>80 | 4000 K | 100 W | 120 lm/W | 50 or 60 Hz | 840 neutral white | 12000 lumen |  | 100 W | 0.95 | [5 empty] | https://www.lighting.philips.com/link/911401856483_EU/prd/aa/en
FP-911401857483 | BVP165 LED180/840 PSU 150W SWB CE | 911401857483 | 2021-04-25 00:00:00 |  |  | IP65 ¦ Dust penetration-protected, jet-proof |  |  |  | 4000 K |  |  |  |  | No | [8 empty] | -25 to +40 °C |  | 150 W | [6 empty] | Cable 2.0 m without plug | Yes | Flying leads/wires | No |  |  | Yes | Power supply unit (On/Off) | 0.077 m² | - W | - |  | Steel |  | - |  | Temperature 650 °C, duration 30 s | Aluminum die cast | IP65 ¦ Dust penetration-protected, jet-proof | (0.380, 0.380) SDCM <lt/>5 | - W | 220 to 240 V | 4.16 A | 0.0264 ms | - | LED | No | 110° x 110° | +/-10% |  | Not applicable | IK08 ¦ 5 J vandal-protected |  |  |  | Mounting bracket adjustable | 1 unit |  | 15 | Glass |  | Symmetrical wide beam | Clear | Tempered glass | Flat | Glass |  | 34.5 mm | 282 mm | 409 mm |  |  |  |  | +/-10% | Safety class I | Polycarbonate | - |  | Luminaire surge protection level until 4 kV differential mode and 4 kV common mode |  | 0 |  | 3 years |  | ADAM-9c4360775b394067aae4ad3a00a4b827 | https://www.assets.signify.com/is/image/Signify/478463b6d91e48f68692ad3a00a4bb75 | ADAM-8d79ee4ec1f8401086a2ad780063247c | https://www.assets.signify.com/is/content/Signify/fp911401857483-pss-global |  |  | ADAM-1eb7fc1f99074f00ad06ad3a00a4eadc | https://www.assets.signify.com/is/image/Signify/4483a52fedf24cd7af7dad3a00a4eb85 | ADAM-4f61cf92cd844d6584ebadf800db12cf | https://www.assets.signify.com/is/content/Signify/5e7c8432c534417c9cf5adf800db3cac | [24 empty] | ADAM-da0f48d838734d5bb0a7b00d01098eb2 | https://www.assets.signify.com/is/content/Signify/1868249f77b24eadb985b00d010998d0 |  |  | 80 |  |  | 18000 lumen | Gray |  | <gt/>80 | 4000 K | 150 W | 120 lm/W | 50 or 60 Hz | 840 neutral white | 18000 lumen |  | 150 W | 0.95 | [5 empty] | https://www.lighting.philips.com/link/911401857483_EU/prd/aa/en
FP-911401858483 | BVP165 LED240/840 PSU 200W SWB CE | 911401858483 | 2021-04-25 00:00:00 |  |  | IP65 ¦ Dust penetration-protected, jet-proof |  |  |  | 4000 K |  |  |  |  | No | [8 empty] | -25 to +40 °C |  | 200 W | [6 empty] | Cable 2.0 m without plug | Yes | Flying leads/wires | No |  |  | Yes | Power supply unit (On/Off) | 0.112 m² | - W | - |  | Steel |  | - |  | Temperature 650 °C, duration 30 s | Aluminum die cast | IP65 ¦ Dust penetration-protected, jet-proof | (0.380, 0.380) SDCM <lt/>5 | - W | 220 to 240 V | 4.38 A | 0.0284 ms | - | LED | No | 110° x 110° | +/-10% |  | Not applicable | IK08 ¦ 5 J vandal-protected |  |  |  | Mounting bracket adjustable | 1 unit |  | 11 | Glass |  | Symmetrical wide beam | Clear | Tempered glass | Flat | Glass |  | 37.7 mm | 336 mm | 482 mm |  |  |  |  | +/-10% | Safety class I | Polycarbonate | - |  | Luminaire surge protection level until 4 kV differential mode and 4 kV common mode |  | 0 |  | 3 years |  | ADAM-9c4360775b394067aae4ad3a00a4b827 | https://www.assets.signify.com/is/image/Signify/478463b6d91e48f68692ad3a00a4bb75 | ADAM-49d95261649546b086b6ad7800666d21 | https://www.assets.signify.com/is/content/Signify/fp911401858483-pss-global |  |  | ADAM-425224ceb2de4903af31ad3a00a4ec7a | https://www.assets.signify.com/is/image/Signify/eb3ffde9909e4604969dad3a00a4ed0c | ADAM-4f61cf92cd844d6584ebadf800db12cf | https://www.assets.signify.com/is/content/Signify/5e7c8432c534417c9cf5adf800db3cac | [24 empty] | ADAM-da0f48d838734d5bb0a7b00d01098eb2 | https://www.assets.signify.com/is/content/Signify/1868249f77b24eadb985b00d010998d0 |  |  | 80 |  |  | 24000 lumen | Gray |  | <gt/>80 | 4000 K | 200 W | 120 lm/W | 50 or 60 Hz | 840 neutral white | 24000 lumen |  | 200 W | 0.95 | [5 empty] | https://www.lighting.philips.com/link/911401858483_EU/prd/aa/en
FP-911401860284 | WT210C LED39S/840 PSU TW1 PMMA L1500 | 911401860284 | 2022-04-22 00:00:00 |  |  | IP69K ¦ Dust penetration-protected, pressure watertight 80 °C |  |  |  | 4000 K |  |  |  |  | No | [8 empty] | -20 to +40 °C | [8 empty] | - | Yes | Push-in connector 3-pole | No |  |  | Yes | Power supply unit (On/Off) |  |  | ENEC mark |  | Stainless steel |  | For mounting on easily flammable surfaces |  | Temperature 650 °C, duration 30 s | Plastic | IP69K ¦ Dust penetration-protected, pressure watertight 80 °C | (0.38,0.38)SDCM3 |  | 220 to 240 V | 25 A | 0.05 ms |  |  | No | 130° | +/-10% |  | Not applicable | IK06 ¦ 1 J |  |  |  |  | 1 unit |  | 30 | Polymethyl methacrylate | Very wide beam |  | Opal | Polymethyl methacrylate |  |  | 69 mm | 69 mm | 1640 mm | 69 mm |  |  |  |  | +/-10% | Safety class I | Aluminum |  | Not applicable |  | 26 |  |  | 5 years |  | ADAM-5ae5e8dfa8484b6d8935aec900ceda01 | https://www.assets.signify.com/is/image/Signify/14d9e1c38ba14acaa4ceaec900cf078e | ADAM-04c77969c2f247b693d4aee80024e8a4 | https://www.assets.signify.com/is/content/Signify/fp911401860284-pss-global |  |  | ADAM-73843015ff674ee4b882af4200db43b8 | https://www.assets.signify.com/is/image/Signify/bb0c0403507c47a6912eaf4200db46e0 | ADAM-214fcf78de8b4617a347afcb00f295dc | https://www.assets.signify.com/is/content/Signify/7b16ed516e524d0aabe8afcb00f298eb |  |  | ADAM-295a10420a8b4d689228af4200db70a4 | https://www.docs.signify.com/assets/3d8/coreline+tubular+waterproof+revit+wt210c+pmma_signify.rfa | ADAM-d1aa44d9a2ea4ba682faaed700abb6de | https://www.docs.signify.com/assets/ies/_wt210cled39s840pmmapsul1500.ies | [14 empty] | ADAM-44ab41d1add84997b9efaed700abb904 | https://www.docs.signify.com/assets/emd/_wt210cled39s840pmmapsul1500.ldt | [6 empty] | L80 |  |  | 3900 lumen | White |  | <gt/>80 | 4000 K | 28 W | 139 lm/W | 50 or 60 Hz | 840 neutral white | 3900 lumen |  | 28 W | 0.9 | [5 empty] | https://www.lighting.philips.com/link/911401860284_EU/prd/aa/en
FP-911401862782 | RC065Z SMB W60L60 G2 | 911401862782 | 2021-04-27 00:00:00 | [19 empty] | White |  | - | [28 empty] | - V | [7 empty] | Aluminum | [17 empty] | 72 mm | 601.6 mm | 601.6 mm | [5 empty] | - | [17 empty] | ADAM-f849955f43e34152a8dcad9c0076e552 | https://www.assets.signify.com/is/content/Signify/cf782c28eaad4f828f43ad9c0076e652 | [22 empty] | ADAM-e2ff3995417c4b58b856adfa00fc2876;ADAM-aafd3a36ced848feb987ae2401098a63 | https://www.assets.signify.com/is/content/Signify/53b697d9ef114447a349adfa00fc2d14;https://www.assets.signify.com/is/image/Signify/cefb0339103b470f851aae2401098d31 | ADAM-66e7e2bdedc44f9f86eca9d900ed5bb1;ADAM-189b4598b8a840ea9ec1b00d0109b181 | https://www.assets.signify.com/is/content/PhilipsLighting/2ea8af367ef1422ab4d2a9d900ed6099;https://www.assets.signify.com/is/content/Signify/95e98bd3e112455ab151b00d0109c0c2 | [12 empty] | - Hz | [10 empty] | https://www.lighting.philips.com/link/911401862782_EU/prd/aa/en
FP-911401862982 | Panel SMB W60L60 | 911401862982 | 2021-04-27 00:00:00 |  |  | - | [16 empty] | White |  | - | [8 empty] | - | [16 empty] | - | [10 empty] | Aluminum |  | - | [15 empty] | 72 mm | 601.6 mm | 601.6 mm | [5 empty] | - | [9 empty] | ADAM-dbc8aad98f0d4b0c91e0ae83006f5e10 | https://www.assets.signify.com/is/image/Signify/8ee7feaa4a2643f2bff4ae83006f6b96 | [6 empty] | ADAM-9d4f903d829846b0821ead9c0076df20 | https://www.assets.signify.com/is/content/Signify/eecfd1c4bc104679b9a5ad9c0076e1c3 | [22 empty] | ADAM-0578a60f6448403ab57eae3501111a8a;ADAM-5dbba93e14114ca081e5ae3501111e87;ADAM-d9dc87bd8df84ffd9cb8ae35011117d5;ADAM-e320c0d8eee2482bb102ae35011111f5;ADAM-a0c03f41f2c6418280f1ae3501112351;ADAM-5e62315a2bb842089c67b03d0084099b;ADAM-3b2f4c4682674370bb3bb03d00841849 | https://www.assets.signify.com/is/image/Signify/aecb520fa13943d69fccae3501111d2f;https://www.assets.signify.com/is/image/Signify/8893ccc864554e7b9879ae3501112020;https://www.assets.signify.com/is/image/Signify/8011eccc521246748796ae35011118bf;https://www.assets.signify.com/is/image/Signify/1f029164973c45f58cc1ae3501111622;https://www.assets.signify.com/is/image/Signify/dda0f591d35148359fb3ae3501112467;https://www.assets.signify.com/is/image/Signify/3c70e247fd014a20bdc2b03d00840d2f;https://www.assets.signify.com/is/image/Signify/18e04e765c0e4d989109b03d00841ab5 | [25 empty] | https://www.lighting.philips.com/link/911401862982_EU/prd/aa/en
FP-911401866882 | Panel PCV clip SW | 911401866882 | 2021-05-06 00:00:00 |  |  | - | [16 empty] | Nickel |  | - | [8 empty] | - | [16 empty] | - |  |  | - V | [7 empty] | Steel |  | - | [15 empty] | 34.4 mm | 36 mm | 25 mm | [5 empty] | - | [57 empty] | - Hz | [10 empty] | https://www.lighting.philips.com/link/911401866882_EU/prd/aa/en
FP-911401866982 | Panel Suspension SW | 911401866982 | 2021-05-06 00:00:00 |  |  | - | [16 empty] | Nickel |  | - | [8 empty] | - | [16 empty] | - |  |  | - V | [7 empty] | Steel |  | - | [15 empty] | 40 mm | 1000 mm | 40 mm | [5 empty] | - | [57 empty] | - Hz | [10 empty] | https://www.lighting.philips.com/link/911401866982_EU/prd/aa/en
FP-911401874084 | WT065C G2 LED98S/840 PSU L1500 | 911401874084 | 2022-07-13 00:00:00 |  |  | IP65 ¦ Dust penetration-protected, jet-proof |  |  |  | 4000 K |  |  |  |  | No | [8 empty] | -20 to +40 °C |  |  | 110 degree(s) | [5 empty] | - | CE mark | Push-in connector 3-pole | No |  |  | Yes | Power supply unit (On/Off) |  |  | - |  | Stainless steel |  | - |  | Temperature 850 °C, duration 30 s | Polycarbonate | IP65 ¦ Dust penetration-protected, jet-proof | (0.38,0.38) SDCM≤6 |  | 220 to 240 V | 6.9 A | 0.058 ms |  |  | Yes | 120° | +/-10% |  | Not applicable | IK08 ¦ 5 J vandal-protected |  |  |  |  | 1 unit |  | 30 | Polycarbonate | Symmetrical |  | Clear | Polycarbonate |  |  |  | 78 mm | 1507 mm | 90 mm |  |  |  |  | +/-10% | Safety class I | Steel |  | No |  | 30 |  |  | 3 years |  | ADAM-780f2ed6be9c45c1ac5cad5d00f71457 | https://www.assets.signify.com/is/image/Signify/1a282bba6f4e46478350ad5d00f72774 | ADAM-c97165a6b9db49b7996caf330182fee2 | https://www.assets.signify.com/is/content/Signify/fp911401874084-pss-global |  |  | ADAM-389dbabcaaed43a289a2af3200fa2c83 | https://www.assets.signify.com/is/image/Signify/8138b9d3016a4f29b0feaf3200fa2c81 | ADAM-6dcb27e0390241649dc8af3200fbab58 | https://www.assets.signify.com/is/content/Signify/68270a1dbaf04226a67aaf3200fbab43 | [24 empty] | ADAM-83403d8763594781bdd8b00d0109f982 | https://www.assets.signify.com/is/content/Signify/a79be36420a340f0afc5b00d010a0c4b |  | L70 | L75 |  |  | 9800 lumen | Gray |  | <gt/>80 | 4000 K | 60 W | 138 lm/W | 50 or 60 Hz | 840 neutral white | 9800 lumen |  | 60 W | 0.9 | [5 empty] | https://www.lighting.philips.com/link/911401874084_EU/prd/aa/en
FP-911401874983 | PILA BVP008 20W 4000K MDU | 911401874983 | 2021-04-23 00:00:00 |  |  | IP65 ¦ Dust penetration-protected, jet-proof |  |  |  | 4000 K |  |  |  |  | No | [8 empty] | -25 to +40 °C |  | 20 W | [6 empty] | Cable 0.3 m without plug | Yes | Flying leads/wires | No |  |  | Yes | Power supply unit (On/Off) | 0.006 m² | - W | - |  | Steel |  | - |  |  | Aluminum die-cast | IP65 ¦ Dust penetration-protected, jet-proof | (0.380, 0.380) SDCM <lt/>6 | - W | 220 to 240 V | 0.45 A | 0.066 ms | - | LED | No | 110° x 110° | +/-10% |  | Not applicable | IK06 ¦ 1 J |  |  |  | Mounting bracket adjustable | 1 unit |  | 104 | Glass |  | Symmetrical | Clear | Tempered glass | Flat | Glass |  | 54 mm | 140 mm | 153 mm |  |  |  |  | +/-10% | Safety class I | Polycarbonate | - |  | EN61547 (L-L 1kV, L-G 2kV) kV |  |  |  | 2 years |  | ADAM-d6357a018d2e4a3ab6e4ad3a00a4a5e6 | https://www.assets.signify.com/is/image/Signify/c283efb4fd8c49b59789ad3a00a4aae7 |  |  |  |  | ADAM-13717202f372494fb27fad3a00a5172a | https://www.assets.signify.com/is/image/Signify/cae0e0c094c942cda118ad3a00a517f7 | [28 empty] | 70 |  |  |  |  | 1900 lumen | Black |  | <gt/>80 | 4000 K | 20 W | 95 lm/W | 50 or 60 Hz | 840 neutral white | 1900 lumen |  | 20 W | 0.9 | [5 empty] | https://www.lighting.philips.com/link/911401874983_EU/prd/aa/en
FP-911401875583 | PILA BVP008 50W 4000K MDU | 911401875583 | 2021-04-23 00:00:00 |  |  | IP65 ¦ Dust penetration-protected, jet-proof |  |  |  | 4000 K |  |  |  |  | No | [8 empty] | -25 to +40 °C |  | 50 W | [6 empty] | Cable 0.6 m without plug | Yes | Flying leads/wires | No |  |  | Yes | Power supply unit (On/Off) | 0.018 m² | - W | - |  | Steel |  | - |  |  | Aluminum die-cast | IP65 ¦ Dust penetration-protected, jet-proof | (0.380, 0.380) SDCM <lt/>6 | - W | 220 to 240 V | 1.08 A | 0.058 ms | - | LED | No | 110° x 110° | +/-10% |  | Not applicable | IK06 ¦ 1 J |  |  |  | Mounting bracket adjustable | 1 unit |  | 43 | Glass |  | Symmetrical | Clear | Tempered glass | Flat | Glass |  | 57 mm | 223 mm | 210 mm |  |  |  |  | +/-10% | Safety class I | Polycarbonate | - |  | EN61547 (L-L 1kV, L-G 2kV) kV |  |  |  | 2 years |  | ADAM-b6b099cfce1f45279a6cad3a00a4ac83 | https://www.assets.signify.com/is/image/Signify/d43af927cdcb4299a8dbad3a00a4b0df |  |  |  |  | ADAM-c02d1ea53c0a48aba5f5ad3a00a51b43 | https://www.assets.signify.com/is/image/Signify/8d124cac4eb147398eb6ad3a00a51c9a | [28 empty] | 70 |  |  |  |  | 4750 lumen | Black |  | <gt/>80 | 4000 K | 50 W | 95 lm/W | 50 or 60 Hz | 840 neutral white | 4750 lumen |  | 50 W | 0.9 | [5 empty] | https://www.lighting.philips.com/link/911401875583_EU/prd/aa/en
FP-911401876480 | WT060C LED18S/840 PSU L600 | 911401876480 | 2019-09-26 00:00:00 |  |  | IP66 ¦ Dust penetration-protected, jet-proof |  |  |  | 4000 K |  |  |  |  | No | [8 empty] | -20 to +45 °C |  |  | 120 degree(s) | [5 empty] | - | CE mark | Connection unit 2-pole | No |  |  | Yes | Power supply unit (On/Off) |  |  | - |  | Stainless steel |  | For mounting on normally flammable surfaces |  | Temperature 850 °C, duration 30 s | Polycarbonate | IP66 ¦ Dust penetration-protected, jet-proof | <lt/>5 |  | 220 to 240 V | 2.5 A | 0.095 ms |  |  | No | 120° | +/-10% |  | Not applicable | IK08 ¦ 5 J vandal-protected |  |  |  |  | 1 unit |  | 55 | Polycarbonate | Symmetrical |  | Opal | Polycarbonate |  |  |  | 59 mm | 611 mm | 69 mm |  |  |  |  | +/-10% | Safety class II | Polycarbonate |  | Yes |  | 26 |  |  | 3 years |  | ADAM-f03740db0cec44518bb2ab270084d26b | https://www.assets.signify.com/is/image/PhilipsLighting/99ca27044b664a7bb6a5ab270084d5a4 | ADAM-fda5992268ae45e29139ab6100239a82 | https://www.assets.signify.com/is/content/PhilipsLighting/fp911401876480-pss-global |  |  | ADAM-1f19946349494446a63eab270089f138 | https://www.assets.signify.com/is/image/PhilipsLighting/b4816d64908f4bd6a6dcab270089f1bb | ADAM-b3e3a2ec612c453a8486afcf00a9b29c | https://www.assets.signify.com/is/content/Signify/87f2a5bb5af14e70a4deafcf00a9b298 | [22 empty] | ADAM-e2ff3995417c4b58b856adfa00fc2876;ADAM-832cac239b9d439bb526ae240109b69f | https://www.assets.signify.com/is/content/Signify/53b697d9ef114447a349adfa00fc2d14;https://www.assets.signify.com/is/image/Signify/bd47e177d7b7453392f2ae240109b824 | ADAM-66e7e2bdedc44f9f86eca9d900ed5bb1;ADAM-83403d8763594781bdd8b00d0109f982;ADAM-61422acfb6d446dca1c5b0190078618a | https://www.assets.signify.com/is/content/PhilipsLighting/2ea8af367ef1422ab4d2a9d900ed6099;https://www.assets.signify.com/is/content/Signify/a79be36420a340f0afc5b00d010a0c4b;https://www.assets.signify.com/is/content/Signify/49705650326840a2b5e4b01900787048 |  | 70 | 75 |  |  | 1800 lumen | Gray |  | <gt/>80 | 4000 K | 15 W | 120 lm/W | 50 or 60 Hz | 840 neutral white | 1800 lumen |  | 15 W | 0.9 | [5 empty] | https://www.lighting.philips.com/link/911401876480_EU/prd/aa/en
FP-911401876680 | WT060C LED36S/840 PSU L1200 | 911401876680 | 2019-09-26 00:00:00 |  |  | IP66 ¦ Dust penetration-protected, jet-proof |  |  |  | 4000 K |  |  |  |  | No | [8 empty] | -20 to +45 °C |  |  | 120 degree(s) | [5 empty] | - | CE mark | Connection unit 2-pole | No |  |  | Yes | Power supply unit (On/Off) |  |  | - |  | Stainless steel |  | For mounting on normally flammable surfaces |  | Temperature 850 °C, duration 30 s | Polycarbonate | IP66 ¦ Dust penetration-protected, jet-proof | <lt/>5 |  | 220 to 240 V | 3 A | 0.101 ms |  |  | No | 120° | +/-10% |  | Not applicable | IK08 ¦ 5 J vandal-protected |  |  |  |  | 1 unit |  | 45 | Polycarbonate | Symmetrical |  | Opal | Polycarbonate |  |  |  | 59 mm | 1201 mm | 69 mm |  |  |  |  | +/-10% | Safety class II | Polycarbonate |  | Yes |  | 26 |  |  | 3 years |  | ADAM-70d3851f4d8848e2b46cab270084b5b0 | https://www.assets.signify.com/is/image/PhilipsLighting/3fd64901a3f941bc81faab270084bb91 | ADAM-d66b547aa9014aa9b78dab610021aee8 | https://www.assets.signify.com/is/content/PhilipsLighting/fp911401876680-pss-global |  |  | ADAM-1f19946349494446a63eab270089f138 | https://www.assets.signify.com/is/image/PhilipsLighting/b4816d64908f4bd6a6dcab270089f1bb | ADAM-b3e3a2ec612c453a8486afcf00a9b29c | https://www.assets.signify.com/is/content/Signify/87f2a5bb5af14e70a4deafcf00a9b298 | [22 empty] | ADAM-e2ff3995417c4b58b856adfa00fc2876;ADAM-832cac239b9d439bb526ae240109b69f | https://www.assets.signify.com/is/content/Signify/53b697d9ef114447a349adfa00fc2d14;https://www.assets.signify.com/is/image/Signify/bd47e177d7b7453392f2ae240109b824 | ADAM-66e7e2bdedc44f9f86eca9d900ed5bb1;ADAM-83403d8763594781bdd8b00d0109f982;ADAM-61422acfb6d446dca1c5b0190078618a | https://www.assets.signify.com/is/content/PhilipsLighting/2ea8af367ef1422ab4d2a9d900ed6099;https://www.assets.signify.com/is/content/Signify/a79be36420a340f0afc5b00d010a0c4b;https://www.assets.signify.com/is/content/Signify/49705650326840a2b5e4b01900787048 |  | 70 | 75 |  |  | 3600 lumen | Gray |  | <gt/>80 | 4000 K | 30 W | 120 lm/W | 50 or 60 Hz | 840 neutral white | 3600 lumen |  | 30 W | 0.9 | [5 empty] | https://www.lighting.philips.com/link/911401876680_EU/prd/aa/en
FP-911401876780 | WT060C LED36S/840 PSU TW1 L1200 | 911401876780 | 2019-09-29 00:00:00 |  |  | IP66 ¦ Dust penetration-protected, jet-proof |  |  |  | 4000 K |  |  |  |  | No | [8 empty] | -20 to +45 °C |  |  | 120 degree(s) | [5 empty] | - | CE mark | Connection unit 3-pole | No |  |  | Yes | Power supply unit (On/Off) |  |  | - |  | Stainless steel |  | For mounting on normally flammable surfaces |  | Temperature 850 °C, duration 30 s | Polycarbonate | IP66 ¦ Dust penetration-protected, jet-proof | <lt/>5 |  | 220 to 240 V | 2.9 A | 0.103 ms |  |  | No | 120° | +/-10% |  | Not applicable | IK08 ¦ 5 J vandal-protected |  |  |  |  | 1 unit |  | 10 | Polycarbonate | Symmetrical |  | Opal | Polycarbonate |  |  |  | 59 mm | 1258 mm | 69 mm |  |  |  |  | +/-10% | Safety class II | Polycarbonate |  | Yes |  | 26 |  |  | 3 years |  | ADAM-70d3851f4d8848e2b46cab270084b5b0 | https://www.assets.signify.com/is/image/PhilipsLighting/3fd64901a3f941bc81faab270084bb91 | ADAM-4d66b8749527417c9e60ab610023347d | https://www.assets.signify.com/is/content/PhilipsLighting/fp911401876780-pss-global |  |  | ADAM-d6aaf0478bb441a597c9ab270089ed3f | https://www.assets.signify.com/is/image/PhilipsLighting/de3cec76db9f4573b8e8ab270089ef37 | ADAM-b3e3a2ec612c453a8486afcf00a9b29c | https://www.assets.signify.com/is/content/Signify/87f2a5bb5af14e70a4deafcf00a9b298 | [22 empty] | ADAM-e2ff3995417c4b58b856adfa00fc2876;ADAM-832cac239b9d439bb526ae240109b69f | https://www.assets.signify.com/is/content/Signify/53b697d9ef114447a349adfa00fc2d14;https://www.assets.signify.com/is/image/Signify/bd47e177d7b7453392f2ae240109b824 | ADAM-66e7e2bdedc44f9f86eca9d900ed5bb1;ADAM-83403d8763594781bdd8b00d0109f982;ADAM-61422acfb6d446dca1c5b0190078618a | https://www.assets.signify.com/is/content/PhilipsLighting/2ea8af367ef1422ab4d2a9d900ed6099;https://www.assets.signify.com/is/content/Signify/a79be36420a340f0afc5b00d010a0c4b;https://www.assets.signify.com/is/content/Signify/49705650326840a2b5e4b01900787048 |  | 70 | 75 |  |  | 3600 lumen | Gray |  | <gt/>80 | 4000 K | 30 W | 120 lm/W | 50 or 60 Hz | 840 neutral white | 3600 lumen |  | 30 W | 0.9 | [5 empty] | https://www.lighting.philips.com/link/911401876780_EU/prd/aa/en
FP-911401876880 | WT060C LED56S/840 PSU L1500 | 911401876880 | 2019-09-26 00:00:00 |  |  | IP66 ¦ Dust penetration-protected, jet-proof |  |  |  | 4000 K |  |  |  |  | No | [8 empty] | -20 to +45 °C |  |  | 120 degree(s) | [5 empty] | - | CE mark | Connection unit 2-pole | No |  |  | Yes | Power supply unit (On/Off) |  |  | - |  | Stainless steel |  | For mounting on normally flammable surfaces |  | Temperature 850 °C, duration 30 s | Polycarbonate | IP66 ¦ Dust penetration-protected, jet-proof | <lt/>5 |  | 220 to 240 V | 3.6 A | 0.122 ms |  |  | No | 120° | +/-10% |  | Not applicable | IK08 ¦ 5 J vandal-protected |  |  |  |  | 1 unit |  | 40 | Polycarbonate | Symmetrical |  | Opal | Polycarbonate |  |  |  | 59 mm | 1501 mm | 69 mm |  |  |  |  | +/-10% | Safety class II | Polycarbonate |  | Yes |  | 26 |  |  | 3 years |  | ADAM-7dbb28e9867c4498b644ab270084c4e9 | https://www.assets.signify.com/is/image/PhilipsLighting/ac96f4b577ff45d0babbab270084c825 | ADAM-aa9b05940854467887d8ab6100206555 | https://www.assets.signify.com/is/content/PhilipsLighting/fp911401876880-pss-global |  |  | ADAM-1f19946349494446a63eab270089f138 | https://www.assets.signify.com/is/image/PhilipsLighting/b4816d64908f4bd6a6dcab270089f1bb | ADAM-b3e3a2ec612c453a8486afcf00a9b29c | https://www.assets.signify.com/is/content/Signify/87f2a5bb5af14e70a4deafcf00a9b298 | [22 empty] | ADAM-e2ff3995417c4b58b856adfa00fc2876;ADAM-832cac239b9d439bb526ae240109b69f | https://www.assets.signify.com/is/content/Signify/53b697d9ef114447a349adfa00fc2d14;https://www.assets.signify.com/is/image/Signify/bd47e177d7b7453392f2ae240109b824 | ADAM-66e7e2bdedc44f9f86eca9d900ed5bb1;ADAM-83403d8763594781bdd8b00d0109f982;ADAM-61422acfb6d446dca1c5b0190078618a | https://www.assets.signify.com/is/content/PhilipsLighting/2ea8af367ef1422ab4d2a9d900ed6099;https://www.assets.signify.com/is/content/Signify/a79be36420a340f0afc5b00d010a0c4b;https://www.assets.signify.com/is/content/Signify/49705650326840a2b5e4b01900787048 |  | 70 | 75 |  |  | 5600 lumen | Gray |  | <gt/>80 | 4000 K | 46 W | 120 lm/W | 50 or 60 Hz | 840 neutral white | 5600 lumen |  | 46 W | 0.9 | [5 empty] | https://www.lighting.philips.com/link/911401876880_EU/prd/aa/en
FP-911401876980 | WT060C LED56S/840 PSU TW1 L1500 | 911401876980 | 2019-09-29 00:00:00 |  |  | IP66 ¦ Dust penetration-protected, jet-proof |  |  |  | 4000 K |  |  |  |  | No | [8 empty] | -20 to +45 °C |  |  | 120 degree(s) | [5 empty] | - | CE mark | Connection unit 3-pole | No |  |  | Yes | Power supply unit (On/Off) |  |  | - |  | Stainless steel |  | For mounting on normally flammable surfaces |  | Temperature 850 °C, duration 30 s | Polycarbonate | IP66 ¦ Dust penetration-protected, jet-proof | <lt/>5 |  | 220 to 240 V | 3.3 A | 0.115 ms |  |  | No | 120° | +/-10% |  | Not applicable | IK08 ¦ 5 J vandal-protected |  |  |  |  | 1 unit |  | 10 | Polycarbonate | Symmetrical |  | Opal | Polycarbonate |  |  |  | 59 mm | 1558 mm | 69 mm |  |  |  |  | +/-10% | Safety class II | Polycarbonate |  | Yes |  | 26 |  |  | 3 years |  | ADAM-7dbb28e9867c4498b644ab270084c4e9 | https://www.assets.signify.com/is/image/PhilipsLighting/ac96f4b577ff45d0babbab270084c825 | ADAM-2a329b01e08d405a9a77ab610021a927 | https://www.assets.signify.com/is/content/PhilipsLighting/fp911401876980-pss-global |  |  | ADAM-d6aaf0478bb441a597c9ab270089ed3f | https://www.assets.signify.com/is/image/PhilipsLighting/de3cec76db9f4573b8e8ab270089ef37 | ADAM-b3e3a2ec612c453a8486afcf00a9b29c | https://www.assets.signify.com/is/content/Signify/87f2a5bb5af14e70a4deafcf00a9b298 | [22 empty] | ADAM-e2ff3995417c4b58b856adfa00fc2876;ADAM-832cac239b9d439bb526ae240109b69f | https://www.assets.signify.com/is/content/Signify/53b697d9ef114447a349adfa00fc2d14;https://www.assets.signify.com/is/image/Signify/bd47e177d7b7453392f2ae240109b824 | ADAM-66e7e2bdedc44f9f86eca9d900ed5bb1;ADAM-83403d8763594781bdd8b00d0109f982;ADAM-61422acfb6d446dca1c5b0190078618a | https://www.assets.signify.com/is/content/PhilipsLighting/2ea8af367ef1422ab4d2a9d900ed6099;https://www.assets.signify.com/is/content/Signify/a79be36420a340f0afc5b00d010a0c4b;https://www.assets.signify.com/is/content/Signify/49705650326840a2b5e4b01900787048 |  | 70 | 75 |  |  | 5600 lumen | Gray |  | <gt/>80 | 4000 K | 46 W | 120 lm/W | 50 or 60 Hz | 840 neutral white | 5600 lumen |  | 46 W | 0.9 | [5 empty] | https://www.lighting.philips.com/link/911401876980_EU/prd/aa/en
FP-911401877280 | WT060C LED36S/865 PSU L1200 | 911401877280 | 2019-09-26 00:00:00 |  |  | IP66 ¦ Dust penetration-protected, jet-proof |  |  |  | 6500 K |  |  |  |  | No | [8 empty] | -20 to +45 °C |  |  | 120 degree(s) | [5 empty] | - | CE mark | Connection unit 2-pole | No |  |  | Yes | Power supply unit (On/Off) |  |  | - |  | Stainless steel |  | For mounting on normally flammable surfaces |  | Temperature 850 °C, duration 30 s | Polycarbonate | IP66 ¦ Dust penetration-protected, jet-proof | <lt/>5 |  | 220 to 240 V | 3 A | 0.101 ms |  |  | No | 120° | +/-10% |  | Not applicable | IK08 ¦ 5 J vandal-protected |  |  |  |  | 1 unit |  | 45 | Polycarbonate | Symmetrical |  | Opal | Polycarbonate |  |  |  | 59 mm | 1201 mm | 69 mm |  |  |  |  | +/-10% | Safety class II | Polycarbonate |  | Yes |  | 26 |  |  | 3 years |  | ADAM-70d3851f4d8848e2b46cab270084b5b0 | https://www.assets.signify.com/is/image/PhilipsLighting/3fd64901a3f941bc81faab270084bb91 | ADAM-51f509d1e2b34f8bb371ab61001f93f4 | https://www.assets.signify.com/is/content/PhilipsLighting/fp911401877280-pss-global |  |  | ADAM-1f19946349494446a63eab270089f138 | https://www.assets.signify.com/is/image/PhilipsLighting/b4816d64908f4bd6a6dcab270089f1bb | ADAM-b3e3a2ec612c453a8486afcf00a9b29c | https://www.assets.signify.com/is/content/Signify/87f2a5bb5af14e70a4deafcf00a9b298 | [22 empty] | ADAM-e2ff3995417c4b58b856adfa00fc2876;ADAM-832cac239b9d439bb526ae240109b69f | https://www.assets.signify.com/is/content/Signify/53b697d9ef114447a349adfa00fc2d14;https://www.assets.signify.com/is/image/Signify/bd47e177d7b7453392f2ae240109b824 | ADAM-66e7e2bdedc44f9f86eca9d900ed5bb1;ADAM-83403d8763594781bdd8b00d0109f982;ADAM-61422acfb6d446dca1c5b0190078618a | https://www.assets.signify.com/is/content/PhilipsLighting/2ea8af367ef1422ab4d2a9d900ed6099;https://www.assets.signify.com/is/content/Signify/a79be36420a340f0afc5b00d010a0c4b;https://www.assets.signify.com/is/content/Signify/49705650326840a2b5e4b01900787048 |  | 70 | 75 |  |  | 3600 lumen | Gray |  | <gt/>80 | 6500 K | 30 W | 120 lm/W | 50 or 60 Hz | 865 cool daylight | 3600 lumen |  | 30 W | 0.9 | [5 empty] | https://www.lighting.philips.com/link/911401877280_EU/prd/aa/en
FP-911401877480 | WT060C LED56S/865 PSU L1500 | 911401877480 | 2019-09-26 00:00:00 |  |  | IP66 ¦ Dust penetration-protected, jet-proof |  |  |  | 6500 K |  |  |  |  | No | [8 empty] | -20 to +45 °C |  |  | 120 degree(s) | [5 empty] | - | CE mark | Connection unit 2-pole | No |  |  | Yes | Power supply unit (On/Off) |  |  | - |  | Stainless steel |  | For mounting on normally flammable surfaces |  | Temperature 850 °C, duration 30 s | Polycarbonate | IP66 ¦ Dust penetration-protected, jet-proof | <lt/>5 |  | 220 to 240 V | 3.6 A | 0.122 ms |  |  | No | 120° | +/-10% |  | Not applicable | IK08 ¦ 5 J vandal-protected |  |  |  |  | 1 unit |  | 40 | Polycarbonate | Symmetrical |  | Opal | Polycarbonate |  |  |  | 59 mm | 1501 mm | 69 mm |  |  |  |  | +/-10% | Safety class II | Polycarbonate |  | Yes |  | 26 |  |  | 3 years |  | ADAM-7dbb28e9867c4498b644ab270084c4e9 | https://www.assets.signify.com/is/image/PhilipsLighting/ac96f4b577ff45d0babbab270084c825 | ADAM-8df1a2e516d4489782c1ab61001fb0d2 | https://www.assets.signify.com/is/content/PhilipsLighting/fp911401877480-pss-global |  |  | ADAM-1f19946349494446a63eab270089f138 | https://www.assets.signify.com/is/image/PhilipsLighting/b4816d64908f4bd6a6dcab270089f1bb | ADAM-b3e3a2ec612c453a8486afcf00a9b29c | https://www.assets.signify.com/is/content/Signify/87f2a5bb5af14e70a4deafcf00a9b298 | [22 empty] | ADAM-e2ff3995417c4b58b856adfa00fc2876;ADAM-832cac239b9d439bb526ae240109b69f | https://www.assets.signify.com/is/content/Signify/53b697d9ef114447a349adfa00fc2d14;https://www.assets.signify.com/is/image/Signify/bd47e177d7b7453392f2ae240109b824 | ADAM-66e7e2bdedc44f9f86eca9d900ed5bb1;ADAM-83403d8763594781bdd8b00d0109f982;ADAM-61422acfb6d446dca1c5b0190078618a | https://www.assets.signify.com/is/content/PhilipsLighting/2ea8af367ef1422ab4d2a9d900ed6099;https://www.assets.signify.com/is/content/Signify/a79be36420a340f0afc5b00d010a0c4b;https://www.assets.signify.com/is/content/Signify/49705650326840a2b5e4b01900787048 |  | 70 | 75 |  |  | 5600 lumen | Gray |  | <gt/>80 | 6500 K | 46 W | 120 lm/W | 50 or 60 Hz | 865 cool daylight | 5600 lumen |  | 46 W | 0.9 | [5 empty] | https://www.lighting.philips.com/link/911401877480_EU/prd/aa/en
FP-911401877884 | PILA BY007P G2 LED100S/840 PSU WB | 911401877884 | 2022-08-08 00:00:00 |  |  | IP65 ¦ Dust penetration-protected, jet-proof | [8 empty] | No | [8 empty] | -20 to +45 °C |  | - W | 110 degree(s) | [5 empty] | Cable 0.3 m without plug 3-pole | CE mark | Flying leads/wires | No |  |  | Yes | Power supply unit (On/Off) |  |  | - |  | Steel |  | For mounting on normally flammable surfaces |  | Temperature 650 °C, duration 30 s | Aluminum die cast | IP65 ¦ Dust penetration-protected, jet-proof |  | - W | 220 to 240 V | 7.8 A | 0.014 ms |  |  | No | 110° | +/-10% |  | Not applicable | IK06 ¦ 1 J |  |  |  |  | 1 unit |  | 21 | Glass | Wide beam |  | Matte | Glass |  |  | 220 mm | 50 mm | [6 empty] | +/-10% | Safety class I | Polycarbonate |  | Not applicable |  | Not applicable |  |  | 3 years | [7 empty] | ADAM-7b187dd1ba95421b9d8daf3900b6bde5 | https://www.assets.signify.com/is/image/Signify/a68198454b52488ba1f6af3900b6bea4 | ADAM-03e027e8efeb458fba73af3900b6b3ce | https://www.assets.signify.com/is/content/Signify/e56a76aaca654814accbaf3900b6b8ce | [22 empty] | ADAM-0578a60f6448403ab57eae3501111a8a;ADAM-5dbba93e14114ca081e5ae3501111e87;ADAM-d9dc87bd8df84ffd9cb8ae35011117d5;ADAM-e320c0d8eee2482bb102ae35011111f5;ADAM-a0c03f41f2c6418280f1ae3501112351;ADAM-5e62315a2bb842089c67b03d0084099b;ADAM-3b2f4c4682674370bb3bb03d00841849 | https://www.assets.signify.com/is/image/Signify/aecb520fa13943d69fccae3501111d2f;https://www.assets.signify.com/is/image/Signify/8893ccc864554e7b9879ae3501112020;https://www.assets.signify.com/is/image/Signify/8011eccc521246748796ae35011118bf;https://www.assets.signify.com/is/image/Signify/1f029164973c45f58cc1ae3501111622;https://www.assets.signify.com/is/image/Signify/dda0f591d35148359fb3ae3501112467;https://www.assets.signify.com/is/image/Signify/3c70e247fd014a20bdc2b03d00840d2f;https://www.assets.signify.com/is/image/Signify/18e04e765c0e4d989109b03d00841ab5 |  |  | 70 | - | - | - |  | 10000 lumen | Aluminum and black |  | <gt/>80 |  | 100 W | 100 lm/W | 50 or 60 Hz | 840 neutral white | 10000 lumen |  | 100 W | 0.95 | [5 empty] | https://www.lighting.philips.com/link/911401877884_EU/prd/aa/en
FP-911401877984 | PILA BY007P G2 LED150S/840 PSU WB | 911401877984 | 2022-08-08 00:00:00 |  |  | IP65 ¦ Dust penetration-protected, jet-proof | [8 empty] | No | [8 empty] | -20 to +45 °C |  | - W | 110 degree(s) | [5 empty] | Cable 0.3 m without plug 3-pole | CE mark | Flying leads/wires | No |  |  | Yes | Power supply unit (On/Off) |  |  | - |  | Steel |  | For mounting on normally flammable surfaces |  | Temperature 650 °C, duration 30 s | Aluminum die cast | IP65 ¦ Dust penetration-protected, jet-proof |  | - W | 220 to 240 V | 9.4 A | 0.014 ms |  |  | No | 110° | +/-10% |  | Not applicable | IK06 ¦ 1 J |  |  |  |  | 1 unit |  | 13 | Glass | Wide beam |  | Matte | Glass |  |  | 260 mm | 50 mm | [6 empty] | +/-10% | Safety class I | Polycarbonate |  | Not applicable |  | Not applicable |  |  | 3 years | [7 empty] | ADAM-7b187dd1ba95421b9d8daf3900b6bde5 | https://www.assets.signify.com/is/image/Signify/a68198454b52488ba1f6af3900b6bea4 | ADAM-03e027e8efeb458fba73af3900b6b3ce | https://www.assets.signify.com/is/content/Signify/e56a76aaca654814accbaf3900b6b8ce | [22 empty] | ADAM-0578a60f6448403ab57eae3501111a8a;ADAM-5dbba93e14114ca081e5ae3501111e87;ADAM-d9dc87bd8df84ffd9cb8ae35011117d5;ADAM-e320c0d8eee2482bb102ae35011111f5;ADAM-a0c03f41f2c6418280f1ae3501112351;ADAM-5e62315a2bb842089c67b03d0084099b;ADAM-3b2f4c4682674370bb3bb03d00841849 | https://www.assets.signify.com/is/image/Signify/aecb520fa13943d69fccae3501111d2f;https://www.assets.signify.com/is/image/Signify/8893ccc864554e7b9879ae3501112020;https://www.assets.signify.com/is/image/Signify/8011eccc521246748796ae35011118bf;https://www.assets.signify.com/is/image/Signify/1f029164973c45f58cc1ae3501111622;https://www.assets.signify.com/is/image/Signify/dda0f591d35148359fb3ae3501112467;https://www.assets.signify.com/is/image/Signify/3c70e247fd014a20bdc2b03d00840d2f;https://www.assets.signify.com/is/image/Signify/18e04e765c0e4d989109b03d00841ab5 |  |  | 70 | - | - | - |  | 15000 lumen | Aluminum and black |  | <gt/>80 |  | 150 W | 100 lm/W | 50 or 60 Hz | 840 neutral white | 15000 lumen |  | 150 W | 0.95 | [5 empty] | https://www.lighting.philips.com/link/911401877984_EU/prd/aa/en
FP-911401879584 | PILA RC007B LED40S/840 PSU I W60L60 NOC | 911401879584 | 2022-08-01 00:00:00 |  |  | IP20 ¦ Finger-protected |  |  |  | 4000 K |  |  |  |  | No | [8 empty] | -10 to +35 °C |  | - W | - degree(s) | [5 empty] | - | CE mark | Push-in connector 3-pole | No |  |  | Yes | Power supply unit (On/Off) |  |  | - |  | - |  | For mounting on normally flammable surfaces |  | Temperature 650 °C, duration 30 s | Steel | IP20 ¦ Finger-protected | (0.38, 0.38) SDCM≤5 | - W | 220-240 V | 40 A | 0.16 ms |  |  | No | 110° | +/-10% |  | Not applicable | IK02 ¦ 0.2 J standard |  |  |  |  | 1 unit |  | 24 | Polystyrene | Beam angle 120° |  | Opal | Acrylate |  |  |  | 33 mm | 595 mm | 595 mm |  |  |  |  | +/-10% | Safety class I | Acrylate |  | Yes |  | 25 |  |  | 2 years | [7 empty] | ADAM-6ac153c223e94deabe37af650084978b | https://www.assets.signify.com/is/image/Signify/09d4f21aa6784280937caf650084978a | ADAM-3d1f11963f1d494f87c6af6400dc7710 | https://www.assets.signify.com/is/content/Signify/fc5f61bfaebf4132bc25af6400dc8afa | [22 empty] | ADAM-0578a60f6448403ab57eae3501111a8a;ADAM-5dbba93e14114ca081e5ae3501111e87;ADAM-d9dc87bd8df84ffd9cb8ae35011117d5;ADAM-e320c0d8eee2482bb102ae35011111f5;ADAM-a0c03f41f2c6418280f1ae3501112351;ADAM-5e62315a2bb842089c67b03d0084099b;ADAM-3b2f4c4682674370bb3bb03d00841849 | https://www.assets.signify.com/is/image/Signify/aecb520fa13943d69fccae3501111d2f;https://www.assets.signify.com/is/image/Signify/8893ccc864554e7b9879ae3501112020;https://www.assets.signify.com/is/image/Signify/8011eccc521246748796ae35011118bf;https://www.assets.signify.com/is/image/Signify/1f029164973c45f58cc1ae3501111622;https://www.assets.signify.com/is/image/Signify/dda0f591d35148359fb3ae3501112467;https://www.assets.signify.com/is/image/Signify/3c70e247fd014a20bdc2b03d00840d2f;https://www.assets.signify.com/is/image/Signify/18e04e765c0e4d989109b03d00841ab5 |  |  | 70 | - | - | - |  | 4000 lumen | White |  | <gt/>80 | 4000 K | 40 W | 100 lm/W | 50 or 60 Hz | 840 neutral white | 4000 lumen |  | 40 W | 0.9 | [5 empty] | https://www.lighting.philips.com/link/911401879584_EU/prd/aa/en
FP-911401879684 | PILA RC007B LED40S/840 PSU I W60L60 OC | 911401879684 | 2022-08-01 00:00:00 |  |  | IP20 ¦ Finger-protected |  |  |  | 4000 K |  |  |  |  | No | [8 empty] | -10 to +35 °C |  | - W | - degree(s) | [5 empty] | - | CE mark | Push-in connector 3-pole | No |  |  | Yes | Power supply unit (On/Off) |  |  | - |  | - |  | For mounting on normally flammable surfaces |  | Temperature 650 °C, duration 30 s | Steel | IP20 ¦ Finger-protected | (0.38, 0.38) SDCM≤5 | - W | 220-240 V | 40 A | 0.16 ms |  |  | No | 90° | +/-10% |  | Not applicable | IK02 ¦ 0.2 J standard |  |  |  |  | 1 unit |  | 24 | Polystyrene | Beam angle 90° |  | Diamond | Acrylate |  |  |  | 34 mm | 595 mm | 595 mm |  |  |  |  | +/-10% | Safety class I | Acrylate |  | Yes |  | 19 |  |  | 2 years | [7 empty] | ADAM-3fced96be9ae41179dd8af650080c39d | https://www.assets.signify.com/is/image/Signify/d4927c401ff54f3aa553af650080c398 | ADAM-3d1f11963f1d494f87c6af6400dc7710 | https://www.assets.signify.com/is/content/Signify/fc5f61bfaebf4132bc25af6400dc8afa | [22 empty] | ADAM-0578a60f6448403ab57eae3501111a8a;ADAM-5dbba93e14114ca081e5ae3501111e87;ADAM-d9dc87bd8df84ffd9cb8ae35011117d5;ADAM-e320c0d8eee2482bb102ae35011111f5;ADAM-a0c03f41f2c6418280f1ae3501112351;ADAM-5e62315a2bb842089c67b03d0084099b;ADAM-3b2f4c4682674370bb3bb03d00841849 | https://www.assets.signify.com/is/image/Signify/aecb520fa13943d69fccae3501111d2f;https://www.assets.signify.com/is/image/Signify/8893ccc864554e7b9879ae3501112020;https://www.assets.signify.com/is/image/Signify/8011eccc521246748796ae35011118bf;https://www.assets.signify.com/is/image/Signify/1f029164973c45f58cc1ae3501111622;https://www.assets.signify.com/is/image/Signify/dda0f591d35148359fb3ae3501112467;https://www.assets.signify.com/is/image/Signify/3c70e247fd014a20bdc2b03d00840d2f;https://www.assets.signify.com/is/image/Signify/18e04e765c0e4d989109b03d00841ab5 |  |  | 70 | - | - | - |  | 4000 lumen | White |  | <gt/>80 | 4000 K | 40 W | 100 lm/W | 50 or 60 Hz | 840 neutral white | 4000 lumen |  | 40 W | 0.9 | [5 empty] | https://www.lighting.philips.com/link/911401879684_EU/prd/aa/en
FP-911401880281 | RC136B 28S_34S_40S/830 PSU W60L60 NOC | 911401880281 | 2020-09-16 00:00:00 |  |  | IP20/44 ¦ Finger-protected; wire-protected, splash-proof |  |  |  | 3000 K |  |  |  |  | No | [8 empty] | -10 to +40 °C | [8 empty] | Cable with connector 3-pole | Yes | Connection unit 3-pole | No |  |  | Yes | Power supply unit (On/Off) |  |  | ENEC mark |  | - |  | For mounting on normally flammable surfaces |  | Temperature 650 °C, duration 30 s | Steel | IP20/44 ¦ Finger-protected; wire-protected, splash-proof | (0.43, 0.40) SDCM ≤3 |  | 220-240 V | 15.3 A | 0.29 ms |  |  | No | 100° | +/-10% |  |  | IK03 ¦ 0.3 J |  |  |  |  | 1 unit |  | 35 | Polycarbonate | Beam angle 100° |  | Diamond | Polymethyl methacrylate |  |  |  | 44 mm | 597 mm | 597 mm |  |  |  |  | +/-10% | Safety class I | Polycarbonate |  | Yes |  | 25 |  |  | 5 years |  | ADAM-7b3a1cc5c5384f568195b03f007e18f2 | https://www.assets.signify.com/is/image/Signify/8b5c173c565b4e71b933b03f007e1be8 | ADAM-5aa092f399ae41e4b75facdd00f471bb | https://www.assets.signify.com/is/content/Signify/fp911401880281-pss-global |  |  | ADAM-70fb067d5dc84c5e9c14ac8400b2d008 | https://www.assets.signify.com/is/image/PhilipsLighting/86db5c705ef447359cd2ac8400b2d007 | ADAM-3fb1e9e8088b41f0bfa3aed8009e716a | https://www.assets.signify.com/is/content/Signify/eb93ebc1c1a84a99bf62aed8009e8165 |  |  | ADAM-5286207e50214bfb9dbfac9900e0358e | https://www.assets.signify.com/is/content/Signify/bb09a8df94b4472fa1feac9900e03834 | ADAM-2c71116d68a8484eb5e5ad3a00ace342 | https://www.docs.signify.com/assets/ies/ifmt1_.ies | [14 empty] | ADAM-8466873bc05348f4b155ad3a00ace290 | https://www.docs.signify.com/assets/emd/ifmt2_.ldt |  |  | ADAM-5b2041fbb80e43f38a1eb019007836a0 | https://www.assets.signify.com/is/content/Signify/7329eada6e6c430aa6c6b0190078429a |  |  | L85 | L70 |  | 2800 lumen;3400 lumen;4000 lumen | White |  | ≥80 | 3000 K | 31 W;22 W | 130 lm/W | 50 or 60 Hz | 830 warm white | 2800 lumen;3400 lumen;4000 lumen |  | 31 W;22 W | 0.9 | [5 empty] | https://www.lighting.philips.com/link/911401880281_EU/prd/aa/en
FP-911401880381 | RC136B 31S_37S_43S/840 PSU W60L60 NOC | 911401880381 | 2020-09-16 00:00:00 |  |  | IP20/44 ¦ Finger-protected; wire-protected, splash-proof |  |  |  | 4000 K |  |  |  |  | No | [8 empty] | -10 to +40 °C | [8 empty] | Cable with connector 3-pole | Yes | Connection unit 3-pole | No |  |  | Yes | Power supply unit (On/Off) |  |  | ENEC mark |  | - |  | For mounting on normally flammable surfaces |  | Temperature 650 °C, duration 30 s | Steel | IP20/44 ¦ Finger-protected; wire-protected, splash-proof | (0.38, 0.38) SDCM ≤3 |  | 220-240 V | 15.3 A | 0.29 ms |  |  | No | 100° | +/-10% |  |  | IK03 ¦ 0.3 J |  |  |  |  | 1 unit |  | 35 | Polycarbonate | Beam angle 100° |  | Diamond | Polymethyl methacrylate |  |  |  | 44 mm | 597 mm | 597 mm |  |  |  |  | +/-10% | Safety class I | Polycarbonate |  | Yes |  | 25 |  |  | 5 years |  | ADAM-97575d9d29ba449baf17b03f007e1d5e | https://www.assets.signify.com/is/image/Signify/db9e245d709245b18d04b03f007e1fda | ADAM-8aaade212c3a475db45bacdd00f389ea | https://www.assets.signify.com/is/content/Signify/fp911401880381-pss-global |  |  | ADAM-70fb067d5dc84c5e9c14ac8400b2d008 | https://www.assets.signify.com/is/image/PhilipsLighting/86db5c705ef447359cd2ac8400b2d007 | ADAM-3fb1e9e8088b41f0bfa3aed8009e716a | https://www.assets.signify.com/is/content/Signify/eb93ebc1c1a84a99bf62aed8009e8165 |  |  | ADAM-5286207e50214bfb9dbfac9900e0358e | https://www.assets.signify.com/is/content/Signify/bb09a8df94b4472fa1feac9900e03834 | ADAM-7d81a5f232ef4dfd806dad3a00ad065b | https://www.docs.signify.com/assets/ies/ifmt1_.ies | [14 empty] | ADAM-a6906b8827624e698d95ad3a00ad059b | https://www.docs.signify.com/assets/emd/ifmt2_.ldt |  |  | ADAM-5b2041fbb80e43f38a1eb019007836a0 | https://www.assets.signify.com/is/content/Signify/7329eada6e6c430aa6c6b0190078429a |  |  | L85 | L70 |  | 3100 lumen;3700 lumen;4300 lumen | White |  | ≥80 | 4000 K | 31 W;22 W | 140 lm/W | 50 or 60 Hz | 840 neutral white | 3100 lumen;3700 lumen;4300 lumen |  | 31 W;22 W | 0.9 | [5 empty] | https://www.lighting.philips.com/link/911401880381_EU/prd/aa/en
FP-911401880481 | RC136B 31S_37S_43S/840 PSU W60L60 OC | 911401880481 | 2020-09-16 00:00:00 |  |  | IP20/44 ¦ Finger-protected; wire-protected, splash-proof |  |  |  | 4000 K |  |  |  |  | No | [8 empty] | -10 to +40 °C | [8 empty] | Cable with connector 3-pole | Yes | Connection unit 3-pole | No |  |  | Yes | Power supply unit (On/Off) |  |  | ENEC mark |  | - |  | For mounting on normally flammable surfaces |  | Temperature 650 °C, duration 30 s | Steel | IP20/44 ¦ Finger-protected; wire-protected, splash-proof | (0.38, 0.38) SDCM ≤3 |  | 220-240 V | 15.3 A | 0.29 ms |  |  | No | 84° | +/-10% |  |  | IK03 ¦ 0.3 J |  |  |  |  | 1 unit |  | 35 | Polycarbonate | Beam angle 84° |  | Diamond | Polymethyl methacrylate |  |  |  | 44 mm | 597 mm | 597 mm |  |  |  |  | +/-10% | Safety class I | Polycarbonate |  | Yes |  | 19 |  |  | 5 years |  | ADAM-1c5f70973e464de592c5b03f007e20db | https://www.assets.signify.com/is/image/Signify/b408c21ff8cb4511bd5db03f007e225a | ADAM-a51a53420f2945f7b7fcacdd00f2bf4a | https://www.assets.signify.com/is/content/Signify/fp911401880481-pss-global |  |  | ADAM-70fb067d5dc84c5e9c14ac8400b2d008 | https://www.assets.signify.com/is/image/PhilipsLighting/86db5c705ef447359cd2ac8400b2d007 | ADAM-3fb1e9e8088b41f0bfa3aed8009e716a | https://www.assets.signify.com/is/content/Signify/eb93ebc1c1a84a99bf62aed8009e8165 |  |  | ADAM-5286207e50214bfb9dbfac9900e0358e | https://www.assets.signify.com/is/content/Signify/bb09a8df94b4472fa1feac9900e03834 | ADAM-f8f5e06661aa4b2f987fad3a00ad2e83 | https://www.docs.signify.com/assets/ies/ifmt1_.ies | [14 empty] | ADAM-1a524eb3610e4ca5b5c8ad3a00ad2a96 | https://www.docs.signify.com/assets/emd/ifmt2_.ldt |  |  | ADAM-5b2041fbb80e43f38a1eb019007836a0 | https://www.assets.signify.com/is/content/Signify/7329eada6e6c430aa6c6b0190078429a |  |  | L85 | L70 |  | 3100 lumen;3700 lumen;4300 lumen | White |  | ≥80 | 4000 K | 31 W;22 W | 140 lm/W | 50 or 60 Hz | 840 neutral white | 3100 lumen;3700 lumen;4300 lumen |  | 31 W;22 W | 0.9 | [5 empty] | https://www.lighting.philips.com/link/911401880481_EU/prd/aa/en
FP-911401880581 | RC136B 31S_37S_43S/840 PSD W60L60 NOC | 911401880581 | 2020-09-16 00:00:00 |  |  | IP20/44 ¦ Finger-protected; wire-protected, splash-proof |  |  |  | 4000 K |  |  |  |  | Yes | [8 empty] | -10 to +40 °C | [8 empty] | Cable with connector 5-pole | Yes | Connection unit 5-pole | No | DALI |  | Yes | Power supply unit with DALI interface |  |  | ENEC mark |  | - |  | For mounting on normally flammable surfaces |  | Temperature 650 °C, duration 30 s | Steel | IP20/44 ¦ Finger-protected; wire-protected, splash-proof | (0.38, 0.38) SDCM ≤3 |  | 220-240 V | 15.6 A | 0.23 ms |  |  | No | 100° | +/-10% |  | 3% | IK03 ¦ 0.3 J |  |  |  |  | 1 unit |  | 30 | Polycarbonate | Beam angle 100° |  | Diamond | Polymethyl methacrylate |  |  |  | 44 mm | 597 mm | 597 mm |  |  |  |  | +/-10% | Safety class II | Polycarbonate |  | Yes |  | 25 |  |  | 5 years |  | ADAM-ba6af264ca68467db4bbb03f007e24a9 | https://www.assets.signify.com/is/image/Signify/0c216157e2fb4465997bb03f007e263e | ADAM-919a37843fc541639a08acdd00f3f11f | https://www.assets.signify.com/is/content/Signify/fp911401880581-pss-global |  |  | ADAM-78f86afe5d9647e19686ac8400af8cbd | https://www.assets.signify.com/is/image/PhilipsLighting/6480568282d5425aafccac8400af8cbb | ADAM-3fb1e9e8088b41f0bfa3aed8009e716a | https://www.assets.signify.com/is/content/Signify/eb93ebc1c1a84a99bf62aed8009e8165 |  |  | ADAM-5286207e50214bfb9dbfac9900e0358e | https://www.assets.signify.com/is/content/Signify/bb09a8df94b4472fa1feac9900e03834 | ADAM-320cd95040334af293adad3a00ad6e60 | https://www.docs.signify.com/assets/ies/ifmt1_.ies | [14 empty] | ADAM-601445f9ec4840b5a941ad3a00ad6d98 | https://www.docs.signify.com/assets/emd/ifmt2_.ldt |  |  | ADAM-5b2041fbb80e43f38a1eb019007836a0 | https://www.assets.signify.com/is/content/Signify/7329eada6e6c430aa6c6b0190078429a |  |  | L85 | L70 |  | 3100 lumen;3700 lumen;4300 lumen | White |  | ≥80 | 4000 K | 31 W;22 W | 140 lm/W | 50 or 60 Hz | 840 neutral white | 3100 lumen;3700 lumen;4300 lumen |  | 31 W;22 W | 0.9 | [5 empty] | https://www.lighting.philips.com/link/911401880581_EU/prd/aa/en
FP-911401880681 | RC136B 28S_34S_40S/830 PSD W60L60 OC | 911401880681 | 2020-09-16 00:00:00 |  |  | IP20/44 ¦ Finger-protected; wire-protected, splash-proof |  |  |  | 3000 K |  |  |  |  | Yes | [8 empty] | -10 to +40 °C | [8 empty] | Cable with connector 5-pole | Yes | Connection unit 5-pole | No | DALI |  | Yes | Power supply unit with DALI interface |  |  | ENEC mark |  | - |  | For mounting on normally flammable surfaces |  | Temperature 650 °C, duration 30 s | Steel | IP20/44 ¦ Finger-protected; wire-protected, splash-proof | (0.43, 0.40) SDCM ≤3 |  | 220-240 V | 15.6 A | 0.23 ms |  |  | No | 84° | +/-10% |  | 3% | IK03 ¦ 0.3 J |  |  |  |  | 1 unit |  | 30 | Polycarbonate | Beam angle 84° |  | Diamond | Polymethyl methacrylate |  |  |  | 44 mm | 597 mm | 597 mm |  |  |  |  | +/-10% | Safety class II | Polycarbonate |  | Yes |  | 19 |  |  | 5 years |  | ADAM-25dc9df6ff9944d0ad8ab03f007e27c8 | https://www.assets.signify.com/is/image/Signify/a67ea223b69c4f219c31b03f007e2a39 | ADAM-f41a6bd840cf443087edacdd00f45bb1 | https://www.assets.signify.com/is/content/Signify/fp911401880681-pss-global |  |  | ADAM-78f86afe5d9647e19686ac8400af8cbd | https://www.assets.signify.com/is/image/PhilipsLighting/6480568282d5425aafccac8400af8cbb | ADAM-3fb1e9e8088b41f0bfa3aed8009e716a | https://www.assets.signify.com/is/content/Signify/eb93ebc1c1a84a99bf62aed8009e8165 |  |  | ADAM-5286207e50214bfb9dbfac9900e0358e | https://www.assets.signify.com/is/content/Signify/bb09a8df94b4472fa1feac9900e03834 | ADAM-daf1ffa7d46b41f18ef1ad3a00ad8fa2 | https://www.docs.signify.com/assets/ies/ifmt1_.ies | [14 empty] | ADAM-f0d200ec2b9b4f00950ead3a00ad8ed7 | https://www.docs.signify.com/assets/emd/ifmt2_.ldt |  |  | ADAM-5b2041fbb80e43f38a1eb019007836a0 | https://www.assets.signify.com/is/content/Signify/7329eada6e6c430aa6c6b0190078429a |  |  | L85 | L70 |  | 2800 lumen;3400 lumen;4000 lumen | White |  | ≥80 | 3000 K | 31 W;22 W | 130 lm/W | 50 or 60 Hz | 830 warm white | 2800 lumen;3400 lumen;4000 lumen |  | 31 W;22 W | 0.9 | [5 empty] | https://www.lighting.philips.com/link/911401880681_EU/prd/aa/en
FP-911401880781 | RC136B 31S_37S_43S/840 PSD W60L60 OC | 911401880781 | 2020-09-16 00:00:00 |  |  | IP20/44 ¦ Finger-protected; wire-protected, splash-proof |  |  |  | 4000 K |  |  |  |  | Yes | [8 empty] | -10 to +40 °C | [8 empty] | Cable with connector 5-pole | Yes | Connection unit 5-pole | No | DALI |  | Yes | Power supply unit with DALI interface |  |  | ENEC mark |  | - |  | For mounting on normally flammable surfaces |  | Temperature 650 °C, duration 30 s | Steel | IP20/44 ¦ Finger-protected; wire-protected, splash-proof | (0.38, 0.38) SDCM ≤3 |  | 220-240 V | 15.6 A | 0.23 ms |  |  | No | 84° | +/-10% |  | 3% | IK03 ¦ 0.3 J |  |  |  |  | 1 unit |  | 30 | Polycarbonate | Beam angle 84° |  | Diamond | Polymethyl methacrylate |  |  |  | 44 mm | 597 mm | 597 mm |  |  |  |  | +/-10% | Safety class II | Polycarbonate |  | Yes |  | 19 |  |  | 5 years |  | ADAM-339e4c42ac574509b0c6b03f007e2b29 | https://www.assets.signify.com/is/image/Signify/0b50d01716fd46bc99acb03f007e2cae | ADAM-6f067e64eea249fab45aacdd00f30d11 | https://www.assets.signify.com/is/content/Signify/fp911401880781-pss-global |  |  | ADAM-78f86afe5d9647e19686ac8400af8cbd | https://www.assets.signify.com/is/image/PhilipsLighting/6480568282d5425aafccac8400af8cbb | ADAM-3fb1e9e8088b41f0bfa3aed8009e716a | https://www.assets.signify.com/is/content/Signify/eb93ebc1c1a84a99bf62aed8009e8165 |  |  | ADAM-5286207e50214bfb9dbfac9900e0358e | https://www.assets.signify.com/is/content/Signify/bb09a8df94b4472fa1feac9900e03834 | ADAM-89c6501d0af247618a02ad3a00adb65e | https://www.docs.signify.com/assets/ies/ifmt1_.ies | [14 empty] | ADAM-542713941bd6439eb70ead3a00adb42c | https://www.docs.signify.com/assets/emd/ifmt2_.ldt |  |  | ADAM-5b2041fbb80e43f38a1eb019007836a0 | https://www.assets.signify.com/is/content/Signify/7329eada6e6c430aa6c6b0190078429a |  |  | L85 | L70 |  | 3100 lumen;3700 lumen;4300 lumen | White |  | ≥80 | 4000 K | 31 W;22 W | 140 lm/W | 50 or 60 Hz | 840 neutral white | 3100 lumen;3700 lumen;4300 lumen |  | 31 W;22 W | 0.9 | [5 empty] | https://www.lighting.philips.com/link/911401880781_EU/prd/aa/en
FP-911401880881 | RC136B 28S_34S_40S/830 PSD W30L120 OC | 911401880881 | 2020-09-16 00:00:00 |  |  | IP20/44 ¦ Finger-protected; wire-protected, splash-proof |  |  |  | 3000 K |  |  |  |  | Yes | [8 empty] | -10 to +40 °C | [8 empty] | Cable with connector 5-pole | Yes | Connection unit 5-pole | No | DALI |  | Yes | Power supply unit with DALI interface |  |  | ENEC mark |  | - |  | For mounting on normally flammable surfaces |  | Temperature 650 °C, duration 30 s | Steel | IP20/44 ¦ Finger-protected; wire-protected, splash-proof | (0.43, 0.40) SDCM ≤3 |  | 220-240 V | 15.6 A | 0.23 ms |  |  | No | 84° | +/-10% |  | 3% | IK03 ¦ 0.3 J |  |  |  |  | 1 unit |  | 30 | Polycarbonate | Beam angle 84° |  | Diamond | Polymethyl methacrylate |  |  |  | 44 mm | 1197 mm | 297 mm |  |  |  |  | +/-10% | Safety class II | Polycarbonate |  | Yes |  | 19 |  |  | 5 years |  | ADAM-44b415d266ff49d5806fb03f007e2d94 | https://www.assets.signify.com/is/image/Signify/54c69caec087487cbd63b03f007e33a6 | ADAM-9491a1e3d18248768a5bacdd00f35513 | https://www.assets.signify.com/is/content/Signify/fp911401880881-pss-global |  |  | ADAM-23daa34c557e4d1e8843ac8400aa3f10 | https://www.assets.signify.com/is/image/PhilipsLighting/1431982cd2814dfc9ff4ac8400aa3f0f | ADAM-3fb1e9e8088b41f0bfa3aed8009e716a | https://www.assets.signify.com/is/content/Signify/eb93ebc1c1a84a99bf62aed8009e8165 |  |  | ADAM-897900cc0cd84b2ab69eac9900e028ff | https://www.assets.signify.com/is/content/Signify/e87efef21f1f467580bbac9900e02f20 | ADAM-930d6d4cd36442759b10ad3a00ade0e4 | https://www.docs.signify.com/assets/ies/ifmt1_.ies | [14 empty] | ADAM-fa27a0c84e2340bcbcaaad3a00addfef | https://www.docs.signify.com/assets/emd/ifmt2_.ldt |  |  | ADAM-5b2041fbb80e43f38a1eb019007836a0 | https://www.assets.signify.com/is/content/Signify/7329eada6e6c430aa6c6b0190078429a |  |  | L85 | L70 |  | 2800 lumen;3400 lumen;4000 lumen | White |  | ≥80 | 3000 K | 31 W;22 W | 130 lm/W | 50 or 60 Hz | 830 warm white | 2800 lumen;3400 lumen;4000 lumen |  | 31 W;22 W | 0.9 | [5 empty] | https://www.lighting.philips.com/link/911401880881_EU/prd/aa/en
FP-911401880981 | RC136B 31S_37S_43S/840 PSD W30L120 OC | 911401880981 | 2020-09-16 00:00:00 |  |  | IP20/44 ¦ Finger-protected; wire-protected, splash-proof |  |  |  | 4000 K |  |  |  |  | Yes | [8 empty] | -10 to +40 °C | [8 empty] | Cable with connector 5-pole | Yes | Connection unit 5-pole | No | DALI |  | Yes | Power supply unit with DALI interface |  |  | ENEC mark |  | - |  | For mounting on normally flammable surfaces |  | Temperature 650 °C, duration 30 s | Steel | IP20/44 ¦ Finger-protected; wire-protected, splash-proof | (0.38, 0.38) SDCM ≤3 |  | 220-240 V | 15.6 A | 0.23 ms |  |  | No | 84° | +/-10% |  | 3% | IK03 ¦ 0.3 J |  |  |  |  | 1 unit |  | 30 | Polycarbonate | Beam angle 84° |  | Diamond | Polymethyl methacrylate |  |  |  | 44 mm | 1197 mm | 297 mm |  |  |  |  | +/-10% | Safety class II | Polycarbonate |  | Yes |  | 19 |  |  | 5 years |  | ADAM-0d2dce86445845eb9d80b03f007e3609 | https://www.assets.signify.com/is/image/Signify/0a94e99c0b5d488a80aeb03f007e39c4 | ADAM-325f53d1058b48059234acdd00f2298d | https://www.assets.signify.com/is/content/Signify/fp911401880981-pss-global |  |  | ADAM-23daa34c557e4d1e8843ac8400aa3f10 | https://www.assets.signify.com/is/image/PhilipsLighting/1431982cd2814dfc9ff4ac8400aa3f0f | ADAM-3fb1e9e8088b41f0bfa3aed8009e716a | https://www.assets.signify.com/is/content/Signify/eb93ebc1c1a84a99bf62aed8009e8165 |  |  | ADAM-897900cc0cd84b2ab69eac9900e028ff | https://www.assets.signify.com/is/content/Signify/e87efef21f1f467580bbac9900e02f20 | ADAM-aca720f60bd34818accaad3a00ae06e0 | https://www.docs.signify.com/assets/ies/ifmt1_.ies | [14 empty] | ADAM-f9e124c9022a4e14b82aad3a00ae04fc | https://www.docs.signify.com/assets/emd/ifmt2_.ldt |  |  | ADAM-5b2041fbb80e43f38a1eb019007836a0 | https://www.assets.signify.com/is/content/Signify/7329eada6e6c430aa6c6b0190078429a |  |  | L85 | L70 |  | 3100 lumen;3700 lumen;4300 lumen | White |  | ≥80 | 4000 K | 31 W;22 W | 140 lm/W | 50 or 60 Hz | 840 neutral white | 3100 lumen;3700 lumen;4300 lumen |  | 31 W;22 W | 0.9 | [5 empty] | https://www.lighting.philips.com/link/911401880981_EU/prd/aa/en
FP-911401881681 | SM136V 28S_34S_40S/830 PSU W20L120 NOC | 911401881681 | 2020-09-14 00:00:00 |  |  | IP20/44 ¦ Finger-protected; wire-protected, splash-proof |  |  |  | 3000 K |  |  |  |  | No | [8 empty] | -10 to +40 °C | [8 empty] | Cable with connector 3-pole | Yes | Connection unit 3-pole | No |  |  | Yes | Power supply unit (On/Off) |  |  | ENEC mark |  | Steel |  | For mounting on normally flammable surfaces |  | Temperature 650 °C, duration 30 s | Steel | IP20/44 ¦ Finger-protected; wire-protected, splash-proof | (0.43, 0.40) SDCM ≤3 |  | 220-240 V | 15.3 A | 0.29 ms |  |  | No | 100° | +/-10% |  |  | IK03 ¦ 0.3 J |  |  |  |  | 1 unit |  | 35 | Polycarbonate | Beam angle 100° |  | Diamond | Polymethyl methacrylate |  |  |  | 68.5 mm | 1200 mm | 200 mm |  |  |  |  | +/-10% | Safety class I | Polycarbonate |  | Yes |  | 25 |  |  | 5 years |  | ADAM-3dbad53f64cc450db861b03d00b69537 | https://www.assets.signify.com/is/image/Signify/5b1be926d281443da4c7b03d00b697f2 | ADAM-4907851edf004bf98b86acce014d82e5 | https://www.assets.signify.com/is/content/Signify/fp911401881681-pss-global |  |  | ADAM-0d9ce14ff814403ea309ac8400d0def5 | https://www.assets.signify.com/is/image/PhilipsLighting/f2dc27f791fa4316b6cbac8400d0e16a | ADAM-e9ced843c36a480886cdaed8009e8688 | https://www.assets.signify.com/is/content/Signify/6425e9ebf5734f0e9259aed8009e95ed |  |  | ADAM-8de8a88e0fa64da0ac63ac9900e03ea7 | https://www.assets.signify.com/is/content/Signify/b2c5e453ffe24dca9c9aac9900e04050 | ADAM-efb650d4f169449a8d2cad3a00a7b547 | https://www.docs.signify.com/assets/ies/ifmt1_sm136vpsuw20l1201x28s830noc.ies | [14 empty] | ADAM-af980ee353bf4415b397ad3a00a7b24d | https://www.docs.signify.com/assets/emd/ifmt2_sm136vpsuw20l1201x28s830noc.ldt |  |  | ADAM-a04aad55dd444f2a932bb01900784513 | https://www.assets.signify.com/is/content/Signify/bb85a254e6564d7b8543b01900785100 |  |  | L85 | L70 |  | 2800 lumen;3400 lumen;4000 lumen | White |  | ≥80 | 3000 K | 31 W;22 W | 130 lm/W | 50 or 60 Hz | 830 warm white | 2800 lumen;3400 lumen;4000 lumen |  | 31 W;22 W | 0.9 | [5 empty] | https://www.lighting.philips.com/link/911401881681_EU/prd/aa/en
FP-911401881781 | SM136V 31S_37S_43S/840 PSU W20L120 NOC | 911401881781 | 2020-09-14 00:00:00 |  |  | IP20/44 ¦ Finger-protected; wire-protected, splash-proof |  |  |  | 4000 K |  |  |  |  | No | [8 empty] | -10 to +40 °C | [8 empty] | Cable with connector 3-pole | Yes | Connection unit 3-pole | No |  |  | Yes | Power supply unit (On/Off) |  |  | ENEC mark |  | Steel |  | For mounting on normally flammable surfaces |  | Temperature 650 °C, duration 30 s | Steel | IP20/44 ¦ Finger-protected; wire-protected, splash-proof | (0.38, 0.38) SDCM ≤3 |  | 220-240 V | 15.3 A | 0.29 ms |  |  | No | 100° | +/-10% |  |  | IK03 ¦ 0.3 J |  |  |  |  | 1 unit |  | 35 | Polycarbonate | Beam angle 100° |  | Diamond | Polymethyl methacrylate |  |  |  | 68.5 mm | 1200 mm | 200 mm |  |  |  |  | +/-10% | Safety class I | Polycarbonate |  | Yes |  | 25 |  |  | 5 years |  | ADAM-0c7cd4613f0a4592a4cab03d00b69902 | https://www.assets.signify.com/is/image/Signify/8da42b6a936c4f6eb8d0b03d00b69a8e | ADAM-d158c6734f9e4736be7bacce014e1783 | https://www.assets.signify.com/is/content/Signify/fp911401881781-pss-global |  |  | ADAM-0d9ce14ff814403ea309ac8400d0def5 | https://www.assets.signify.com/is/image/PhilipsLighting/f2dc27f791fa4316b6cbac8400d0e16a | ADAM-e9ced843c36a480886cdaed8009e8688 | https://www.assets.signify.com/is/content/Signify/6425e9ebf5734f0e9259aed8009e95ed |  |  | ADAM-8de8a88e0fa64da0ac63ac9900e03ea7 | https://www.assets.signify.com/is/content/Signify/b2c5e453ffe24dca9c9aac9900e04050 | ADAM-65ecf2e48daa44a1a939ad3a00a7e4a9 | https://www.docs.signify.com/assets/ies/ifmt1_sm136vpsuw20l1201x31s840noc.ies | [14 empty] | ADAM-64fc7e10d98f4dfeb69bad3a00a7e3ba | https://www.docs.signify.com/assets/emd/ifmt2_sm136vpsuw20l1201x31s840noc.ldt |  |  | ADAM-a04aad55dd444f2a932bb01900784513 | https://www.assets.signify.com/is/content/Signify/bb85a254e6564d7b8543b01900785100 |  |  | L85 | L70 |  | 3100 lumen;3700 lumen;4300 lumen | White |  | ≥80 | 4000 K | 31 W;22 W | 140 lm/W | 50 or 60 Hz | 840 neutral white | 3100 lumen;3700 lumen;4300 lumen |  | 31 W;22 W | 0.9 | [5 empty] | https://www.lighting.philips.com/link/911401881781_EU/prd/aa/en
FP-911401881881 | SM136V 31S_37S_43S/840 PSU W20L120 OC | 911401881881 | 2020-09-14 00:00:00 |  |  | IP20/44 ¦ Finger-protected; wire-protected, splash-proof |  |  |  | 4000 K |  |  |  |  | No | [8 empty] | -10 to +40 °C | [8 empty] | Cable with connector 3-pole | Yes | Connection unit 3-pole | No |  |  | Yes | Power supply unit (On/Off) |  |  | ENEC mark |  | Steel |  | For mounting on normally flammable surfaces |  | Temperature 650 °C, duration 30 s | Steel | IP20/44 ¦ Finger-protected; wire-protected, splash-proof | (0.38, 0.38) SDCM ≤3 |  | 220-240 V | 15.3 A | 0.29 ms |  |  | No | 84° | +/-10% |  |  | IK03 ¦ 0.3 J |  |  |  |  | 1 unit |  | 35 | Polycarbonate | Beam angle 84° |  | Diamond | Polymethyl methacrylate |  |  |  | 68.5 mm | 1200 mm | 200 mm |  |  |  |  | +/-10% | Safety class I | Polycarbonate |  | Yes |  | 19 |  |  | 5 years |  | ADAM-9576c9b940674f2ebdc6b03d00b69b64 | https://www.assets.signify.com/is/image/Signify/9301c27d00e74ae8add5b03d00b69e6d | ADAM-940597a6c5b04df0ad8bacce014cee9d | https://www.assets.signify.com/is/content/Signify/fp911401881881-pss-global |  |  | ADAM-0d9ce14ff814403ea309ac8400d0def5 | https://www.assets.signify.com/is/image/PhilipsLighting/f2dc27f791fa4316b6cbac8400d0e16a | ADAM-e9ced843c36a480886cdaed8009e8688 | https://www.assets.signify.com/is/content/Signify/6425e9ebf5734f0e9259aed8009e95ed |  |  | ADAM-8de8a88e0fa64da0ac63ac9900e03ea7 | https://www.assets.signify.com/is/content/Signify/b2c5e453ffe24dca9c9aac9900e04050 | ADAM-a0b36af141b5486f9d42ad560097bd9b | https://www.docs.signify.com/assets/ies/ifmt1_sm136vpsuw20l1201x31s840oc.ies | [14 empty] | ADAM-ce0187b260ff4fdda688ad560097bca2 | https://www.docs.signify.com/assets/emd/ifmt2_sm136vpsuw20l1201x31s840oc.ldt |  |  | ADAM-a04aad55dd444f2a932bb01900784513 | https://www.assets.signify.com/is/content/Signify/bb85a254e6564d7b8543b01900785100 |  |  | L85 | L70 |  | 3100 lumen;3700 lumen;4300 lumen | White |  | ≥80 | 4000 K | 31 W;22 W | 140 lm/W | 50 or 60 Hz | 840 neutral white | 3100 lumen;3700 lumen;4300 lumen |  | 31 W;22 W | 0.9 | [5 empty] | https://www.lighting.philips.com/link/911401881881_EU/prd/aa/en
FP-911401881981 | SM136V 31S_37S_43S/840 PSD W20L120 NOC | 911401881981 | 2020-09-14 00:00:00 |  |  | IP20/44 ¦ Finger-protected; wire-protected, splash-proof |  |  |  | 4000 K |  |  |  |  | Yes | [8 empty] | -10 to +40 °C | [8 empty] | Cable with connector 5-pole | Yes | Connection unit 5-pole | No | DALI |  | Yes | Power supply unit with DALI interface |  |  | ENEC mark |  | Steel |  | For mounting on normally flammable surfaces |  | Temperature 650 °C, duration 30 s | Steel | IP20/44 ¦ Finger-protected; wire-protected, splash-proof | (0.38, 0.38) SDCM ≤3 |  | 220-240 V | 15.6 A | 0.23 ms |  |  | No | 100° | +/-10% |  | 3% | IK03 ¦ 0.3 J |  |  |  |  | 1 unit |  | 30 | Polycarbonate | Beam angle 100° |  | Diamond | Polymethyl methacrylate |  |  |  | 68.5 mm | 1200 mm | 200 mm |  |  |  |  | +/-10% | Safety class II | Polycarbonate |  | Yes |  | 25 |  |  | 5 years |  | ADAM-d13a629effcf407fb381b03d00b69f48 | https://www.assets.signify.com/is/image/Signify/e4c832dbb7ef4e14892cb03d00b6a0b8 | ADAM-dbb21a32a60b4725abecacce014d6b7c | https://www.assets.signify.com/is/content/Signify/fp911401881981-pss-global |  |  | ADAM-14c1a220f4504fca8d78ac8400d0daf7 | https://www.assets.signify.com/is/image/PhilipsLighting/5f2cde2218664fc78bb7ac8400d0de0c | ADAM-e9ced843c36a480886cdaed8009e8688 | https://www.assets.signify.com/is/content/Signify/6425e9ebf5734f0e9259aed8009e95ed |  |  | ADAM-8de8a88e0fa64da0ac63ac9900e03ea7 | https://www.assets.signify.com/is/content/Signify/b2c5e453ffe24dca9c9aac9900e04050 | ADAM-65ecf2e48daa44a1a939ad3a00a7e4a9 | https://www.docs.signify.com/assets/ies/ifmt1_sm136vpsuw20l1201x31s840noc.ies | [14 empty] | ADAM-64fc7e10d98f4dfeb69bad3a00a7e3ba | https://www.docs.signify.com/assets/emd/ifmt2_sm136vpsuw20l1201x31s840noc.ldt |  |  | ADAM-a04aad55dd444f2a932bb01900784513 | https://www.assets.signify.com/is/content/Signify/bb85a254e6564d7b8543b01900785100 |  |  | L85 | L70 |  | 3100 lumen;3700 lumen;4300 lumen | White |  | ≥80 | 4000 K | 31 W;22 W | 140 lm/W | 50 or 60 Hz | 840 neutral white | 3100 lumen;3700 lumen;4300 lumen |  | 31 W;22 W | 0.9 | [5 empty] | https://www.lighting.philips.com/link/911401881981_EU/prd/aa/en
FP-911401882081 | SM136V 28S_34S_40S/830 PSD W20L120 OC | 911401882081 | 2020-09-14 00:00:00 |  |  | IP20/44 ¦ Finger-protected; wire-protected, splash-proof |  |  |  | 3000 K |  |  |  |  | Yes | [8 empty] | -10 to +40 °C | [8 empty] | Cable with connector 5-pole | Yes | Connection unit 5-pole | No | DALI |  | Yes | Power supply unit with DALI interface |  |  | ENEC mark |  | Steel |  | For mounting on normally flammable surfaces |  | Temperature 650 °C, duration 30 s | Steel | IP20/44 ¦ Finger-protected; wire-protected, splash-proof | (0.43, 0.40) SDCM ≤3 |  | 220-240 V | 15.6 A | 0.23 ms |  |  | No | 84° | +/-10% |  | 3% | IK03 ¦ 0.3 J |  |  |  |  | 1 unit |  | 30 | Polycarbonate | Beam angle 84° |  | Diamond | Polymethyl methacrylate |  |  |  | 68.5 mm | 1200 mm | 200 mm |  |  |  |  | +/-10% | Safety class II | Polycarbonate |  | Yes |  | 19 |  |  | 5 years |  | ADAM-f658c42f6b094f4fb64cb03d00b6a18b | https://www.assets.signify.com/is/image/Signify/60a332fc26a145588cceb03d00b6a55a | ADAM-5f029c35ceed46af8456acce014dd3c7 | https://www.assets.signify.com/is/content/Signify/fp911401882081-pss-global |  |  | ADAM-14c1a220f4504fca8d78ac8400d0daf7 | https://www.assets.signify.com/is/image/PhilipsLighting/5f2cde2218664fc78bb7ac8400d0de0c | ADAM-e9ced843c36a480886cdaed8009e8688 | https://www.assets.signify.com/is/content/Signify/6425e9ebf5734f0e9259aed8009e95ed |  |  | ADAM-8de8a88e0fa64da0ac63ac9900e03ea7 | https://www.assets.signify.com/is/content/Signify/b2c5e453ffe24dca9c9aac9900e04050 | ADAM-80fb662a6ecf4174a81ead3a00a85b06 | https://www.docs.signify.com/assets/ies/ifmt1_sm136vpsdw20l1201x28s830oc.ies | [14 empty] | ADAM-223049b811664375901ead3a00a859d4 | https://www.docs.signify.com/assets/emd/ifmt2_sm136vpsdw20l1201x28s830oc.ldt |  |  | ADAM-a04aad55dd444f2a932bb01900784513 | https://www.assets.signify.com/is/content/Signify/bb85a254e6564d7b8543b01900785100 |  |  | L85 | L70 |  | 2800 lumen;3400 lumen;4000 lumen | White |  | ≥80 | 3000 K | 31 W;22 W | 130 lm/W | 50 or 60 Hz | 830 warm white | 2800 lumen;3400 lumen;4000 lumen |  | 31 W;22 W | 0.9 | [5 empty] | https://www.lighting.philips.com/link/911401882081_EU/prd/aa/en
FP-911401882181 | SM136V 31S_37S_43S/840 PSD W20L120 OC | 911401882181 | 2020-09-14 00:00:00 |  |  | IP20/44 ¦ Finger-protected; wire-protected, splash-proof |  |  |  | 4000 K |  |  |  |  | Yes | [8 empty] | -10 to +40 °C | [8 empty] | Cable with connector 5-pole | Yes | Connection unit 5-pole | No | DALI |  | Yes | Power supply unit with DALI interface |  |  | ENEC mark |  | Steel |  | For mounting on normally flammable surfaces |  | Temperature 650 °C, duration 30 s | Steel | IP20/44 ¦ Finger-protected; wire-protected, splash-proof | (0.38, 0.38) SDCM ≤3 |  | 220-240 V | 15.6 A | 0.23 ms |  |  | No | 84° | +/-10% |  | 3% | IK03 ¦ 0.3 J |  |  |  |  | 1 unit |  | 30 | Polycarbonate | Beam angle 84° |  | Diamond | Polymethyl methacrylate |  |  |  | 68.5 mm | 1200 mm | 200 mm |  |  |  |  | +/-10% | Safety class II | Polycarbonate |  | Yes |  | 19 |  |  | 5 years |  | ADAM-645a242f2b8d4ca2a214b03d00b6a638 | https://www.assets.signify.com/is/image/Signify/67682c7001884b64bf4bb03d00b6a7ec | ADAM-663029c6af7640b39608acce014df564 | https://www.assets.signify.com/is/content/Signify/fp911401882181-pss-global |  |  | ADAM-14c1a220f4504fca8d78ac8400d0daf7 | https://www.assets.signify.com/is/image/PhilipsLighting/5f2cde2218664fc78bb7ac8400d0de0c | ADAM-e9ced843c36a480886cdaed8009e8688 | https://www.assets.signify.com/is/content/Signify/6425e9ebf5734f0e9259aed8009e95ed |  |  | ADAM-8de8a88e0fa64da0ac63ac9900e03ea7 | https://www.assets.signify.com/is/content/Signify/b2c5e453ffe24dca9c9aac9900e04050 | ADAM-4ec374fde81a4f9490a1ad560097e0bb | https://www.docs.signify.com/assets/ies/ifmt1_sm136vpsdw20l1201x31s840oc.ies | [14 empty] | ADAM-bbf8369a05b14497a1b6ad560097dfe5 | https://www.docs.signify.com/assets/emd/ifmt2_sm136vpsdw20l1201x31s840oc.ldt |  |  | ADAM-a04aad55dd444f2a932bb01900784513 | https://www.assets.signify.com/is/content/Signify/bb85a254e6564d7b8543b01900785100 |  |  | L85 | L70 |  | 3100 lumen;3700 lumen;4300 lumen | White |  | ≥80 | 4000 K | 31 W;22 W | 140 lm/W | 50 or 60 Hz | 840 neutral white | 3100 lumen;3700 lumen;4300 lumen |  | 31 W;22 W | 0.9 | [5 empty] | https://www.lighting.philips.com/link/911401882181_EU/prd/aa/en
FP-911401882281 | SM136V 28S_34S_40S/830 PSU W20L150 NOC | 911401882281 | 2020-09-14 00:00:00 |  |  | IP20/44 ¦ Finger-protected; wire-protected, splash-proof |  |  |  | 3000 K |  |  |  |  | No | [8 empty] | -10 to +40 °C | [8 empty] | Cable with connector 3-pole | Yes | Connection unit 3-pole | No |  |  | Yes | Power supply unit (On/Off) |  |  | ENEC mark |  | Steel |  | For mounting on normally flammable surfaces |  | Temperature 650 °C, duration 30 s | Steel | IP20/44 ¦ Finger-protected; wire-protected, splash-proof | (0.43, 0.40) SDCM ≤3 |  | 220-240 V | 15.3 A | 0.29 ms |  |  | No | 100° | +/-10% |  |  | IK03 ¦ 0.3 J |  |  |  |  | 1 unit |  | 35 | Polycarbonate | Beam angle 100° |  | Diamond | Polymethyl methacrylate |  |  |  | 68.5 mm | 1430 mm | 200 mm |  |  |  |  | +/-10% | Safety class I | Polycarbonate |  | Yes |  | 25 |  |  | 5 years |  | ADAM-a445b74d599044eb8a53b03d00b6a9c0 | https://www.assets.signify.com/is/image/Signify/d07c4dba21d84ca0aebcb03d00b6ab63 | ADAM-9f49f175413c451397a6acce014dccbc | https://www.assets.signify.com/is/content/Signify/fp911401882281-pss-global |  |  | ADAM-cdb889ae0dbc46edb7faac8400d0e650 | https://www.assets.signify.com/is/image/PhilipsLighting/c954d4f740724b1b8023ac8400d0e73e | ADAM-e9ced843c36a480886cdaed8009e8688 | https://www.assets.signify.com/is/content/Signify/6425e9ebf5734f0e9259aed8009e95ed |  |  | ADAM-c2cfe6f0d8ef4a549cefac9900e044a5 | https://www.assets.signify.com/is/content/Signify/7f2d62bf6c7644ada755ac9900e04826 | ADAM-b9502d9e1f594fb1bc5ead3a00a8958c | https://www.docs.signify.com/assets/ies/ifmt1_sm136vpsuw20l1501x28s830noc.ies | [14 empty] | ADAM-20dd6cb6454e412cbf27ad3a00a89444 | https://www.docs.signify.com/assets/emd/ifmt2_sm136vpsuw20l1501x28s830noc.ldt |  |  | ADAM-a04aad55dd444f2a932bb01900784513 | https://www.assets.signify.com/is/content/Signify/bb85a254e6564d7b8543b01900785100 |  |  | L85 | L70 |  | 2800 lumen;3400 lumen;4000 lumen | White |  | ≥80 | 3000 K | 31 W;22 W | 130 lm/W | 50 or 60 Hz | 830 warm white | 2800 lumen;3400 lumen;4000 lumen |  | 31 W;22 W | 0.9 | [5 empty] | https://www.lighting.philips.com/link/911401882281_EU/prd/aa/en
FP-911401882381 | SM136V 31S_37S_43S/840 PSU W20L150 NOC | 911401882381 | 2020-09-14 00:00:00 |  |  | IP20/44 ¦ Finger-protected; wire-protected, splash-proof |  |  |  | 4000 K |  |  |  |  | No | [8 empty] | -10 to +40 °C | [8 empty] | Cable with connector 3-pole | Yes | Connection unit 3-pole | No |  |  | Yes | Power supply unit (On/Off) |  |  | ENEC mark |  | Steel |  | For mounting on normally flammable surfaces |  | Temperature 650 °C, duration 30 s | Steel | IP20/44 ¦ Finger-protected; wire-protected, splash-proof | (0.38, 0.38) SDCM ≤3 |  | 220-240 V | 15.3 A | 0.29 ms |  |  | No | 100° | +/-10% |  |  | IK03 ¦ 0.3 J |  |  |  |  | 1 unit |  | 35 | Polycarbonate | Beam angle 100° |  | Diamond | Polymethyl methacrylate |  |  |  | 68.5 mm | 1430 mm | 200 mm |  |  |  |  | +/-10% | Safety class I | Polycarbonate |  | Yes |  | 25 |  |  | 5 years |  | ADAM-ac6f7bb30c9444e48d20b03d00b6ac50 | https://www.assets.signify.com/is/image/Signify/5e08cff114a44f0d9ffdb03d00b6aded | ADAM-c63c21456267476bb570acce014d12a0 | https://www.assets.signify.com/is/content/Signify/fp911401882381-pss-global |  |  | ADAM-cdb889ae0dbc46edb7faac8400d0e650 | https://www.assets.signify.com/is/image/PhilipsLighting/c954d4f740724b1b8023ac8400d0e73e | ADAM-e9ced843c36a480886cdaed8009e8688 | https://www.assets.signify.com/is/content/Signify/6425e9ebf5734f0e9259aed8009e95ed |  |  | ADAM-c2cfe6f0d8ef4a549cefac9900e044a5 | https://www.assets.signify.com/is/content/Signify/7f2d62bf6c7644ada755ac9900e04826 | ADAM-5783ee16f7e14316949bad3a00a8e188 | https://www.docs.signify.com/assets/ies/ifmt1_sm136vpsuw20l1501x31s840noc.ies | [14 empty] | ADAM-6732bf2f84c545918c97ad3a00a8df42 | https://www.docs.signify.com/assets/emd/ifmt2_sm136vpsuw20l1501x31s840noc.ldt |  |  | ADAM-a04aad55dd444f2a932bb01900784513 | https://www.assets.signify.com/is/content/Signify/bb85a254e6564d7b8543b01900785100 |  |  | L85 | L70 |  | 3100 lumen;3700 lumen;4300 lumen | White |  | ≥80 | 4000 K | 31 W;22 W | 140 lm/W | 50 or 60 Hz | 840 neutral white | 3100 lumen;3700 lumen;4300 lumen |  | 31 W;22 W | 0.9 | [5 empty] | https://www.lighting.philips.com/link/911401882381_EU/prd/aa/en
FP-911401882481 | SM136V 31S_37S_43S/840 PSU W20L150 OC | 911401882481 | 2020-09-14 00:00:00 |  |  | IP20/44 ¦ Finger-protected; wire-protected, splash-proof |  |  |  | 4000 K |  |  |  |  | No | [8 empty] | -10 to +40 °C | [8 empty] | Cable with connector 3-pole | Yes | Connection unit 3-pole | No |  |  | Yes | Power supply unit (On/Off) |  |  | ENEC mark |  | Steel |  | For mounting on normally flammable surfaces |  | Temperature 650 °C, duration 30 s | Steel | IP20/44 ¦ Finger-protected; wire-protected, splash-proof | (0.38, 0.38) SDCM ≤3 |  | 220-240 V | 15.3 A | 0.29 ms |  |  | No | 84° | +/-10% |  |  | IK03 ¦ 0.3 J |  |  |  |  | 1 unit |  | 35 | Polycarbonate | Beam angle 84° |  | Diamond | Polymethyl methacrylate |  |  |  | 68.5 mm | 1430 mm | 200 mm |  |  |  |  | +/-10% | Safety class I | Polycarbonate |  | Yes |  | 19 |  |  | 5 years |  | ADAM-084dddd93f0241438416b03d00b6afab | https://www.assets.signify.com/is/image/Signify/338f665b26b9449c8e07b03d00b6b14b | ADAM-984cae6abe304862a60eacce014cc67e | https://www.assets.signify.com/is/content/Signify/fp911401882481-pss-global |  |  | ADAM-cdb889ae0dbc46edb7faac8400d0e650 | https://www.assets.signify.com/is/image/PhilipsLighting/c954d4f740724b1b8023ac8400d0e73e | ADAM-e9ced843c36a480886cdaed8009e8688 | https://www.assets.signify.com/is/content/Signify/6425e9ebf5734f0e9259aed8009e95ed |  |  | ADAM-c2cfe6f0d8ef4a549cefac9900e044a5 | https://www.assets.signify.com/is/content/Signify/7f2d62bf6c7644ada755ac9900e04826 | ADAM-f2a1f27cabeb4e73a7bbad5600980416 | https://www.docs.signify.com/assets/ies/ifmt1_sm136vpsuw20l1501x31s840oc.ies | [14 empty] | ADAM-a2334d2a554443f48505ad5600980346 | https://www.docs.signify.com/assets/emd/ifmt2_sm136vpsuw20l1501x31s840oc.ldt |  |  | ADAM-a04aad55dd444f2a932bb01900784513 | https://www.assets.signify.com/is/content/Signify/bb85a254e6564d7b8543b01900785100 |  |  | L85 | L70 |  | 3100 lumen;3700 lumen;4300 lumen | White |  | ≥80 | 4000 K | 31 W;22 W | 140 lm/W | 50 or 60 Hz | 840 neutral white | 3100 lumen;3700 lumen;4300 lumen |  | 31 W;22 W | 0.9 | [5 empty] | https://www.lighting.philips.com/link/911401882481_EU/prd/aa/en
FP-911401882581 | SM136V 28S_34S_40S/830 PSD W20L150 OC | 911401882581 | 2020-09-14 00:00:00 |  |  | IP20/44 ¦ Finger-protected; wire-protected, splash-proof |  |  |  | 3000 K |  |  |  |  | Yes | [8 empty] | -10 to +40 °C | [8 empty] | Cable with connector 5-pole | Yes | Connection unit 5-pole | No | DALI |  | Yes | Power supply unit with DALI interface |  |  | ENEC mark |  | Steel |  | For mounting on normally flammable surfaces |  | Temperature 650 °C, duration 30 s | Steel | IP20/44 ¦ Finger-protected; wire-protected, splash-proof | (0.43, 0.40) SDCM ≤3 |  | 220-240 V | 15.6 A | 0.23 ms |  |  | No | 84° | +/-10% |  | 3% | IK03 ¦ 0.3 J |  |  |  |  | 1 unit |  | 30 | Polycarbonate | Beam angle 84° |  | Diamond | Polymethyl methacrylate |  |  |  | 68.5 mm | 1430 mm | 200 mm |  |  |  |  | +/-10% | Safety class II | Polycarbonate |  | Yes |  | 19 |  |  | 5 years |  | ADAM-bd18ae9fc2134b8994a8b03d00b6b244 | https://www.assets.signify.com/is/image/Signify/d4f69b3f1ebd4da693c7b03d00b6b4b8 | ADAM-d460d6afdd77413f8064acce014d9f92 | https://www.assets.signify.com/is/content/Signify/fp911401882581-pss-global |  |  | ADAM-62a720f0b36f419bbba5ac8400d0e522 | https://www.assets.signify.com/is/image/PhilipsLighting/6b848612d4df4016a8cbac8400d0e5d0 | ADAM-e9ced843c36a480886cdaed8009e8688 | https://www.assets.signify.com/is/content/Signify/6425e9ebf5734f0e9259aed8009e95ed |  |  | ADAM-c2cfe6f0d8ef4a549cefac9900e044a5 | https://www.assets.signify.com/is/content/Signify/7f2d62bf6c7644ada755ac9900e04826 | ADAM-5cebb634846d420c9a9ead3a00a912ff | https://www.docs.signify.com/assets/ies/ifmt1_sm136vpsuw20l1501x28s830oc.ies | [14 empty] | ADAM-aac6e269fded4847815aad3a00a91205 | https://www.docs.signify.com/assets/emd/ifmt2_sm136vpsuw20l1501x28s830oc.ldt |  |  | ADAM-a04aad55dd444f2a932bb01900784513 | https://www.assets.signify.com/is/content/Signify/bb85a254e6564d7b8543b01900785100 |  |  | L85 | L70 |  | 2800 lumen;3400 lumen;4000 lumen | White |  | ≥80 | 3000 K | 31 W;22 W | 130 lm/W | 50 or 60 Hz | 830 warm white | 2800 lumen;3400 lumen;4000 lumen |  | 31 W;22 W | 0.9 | [5 empty] | https://www.lighting.philips.com/link/911401882581_EU/prd/aa/en
FP-911401882681 | SM136V 31S_37S_43S/840 PSD W20L150 OC | 911401882681 | 2020-09-14 00:00:00 |  |  | IP20/44 ¦ Finger-protected; wire-protected, splash-proof |  |  |  | 4000 K |  |  |  |  | Yes | [8 empty] | -10 to +40 °C | [8 empty] | Cable with connector 5-pole | Yes | Connection unit 5-pole | No | DALI |  | Yes | Power supply unit with DALI interface |  |  | ENEC mark |  | Steel |  | For mounting on normally flammable surfaces |  | Temperature 650 °C, duration 30 s | Steel | IP20/44 ¦ Finger-protected; wire-protected, splash-proof | (0.38, 0.38) SDCM ≤3 |  | 220-240 V | 15.6 A | 0.23 ms |  |  | No | 84° | +/-10% |  | 3% | IK03 ¦ 0.3 J |  |  |  |  | 1 unit |  | 30 | Polycarbonate | Beam angle 84° |  | Diamond | Polymethyl methacrylate |  |  |  | 68.5 mm | 1430 mm | 200 mm |  |  |  |  | +/-10% | Safety class II | Polycarbonate |  | Yes |  | 19 |  |  | 5 years |  | ADAM-45f6a0688708405599a0b03d00b6b656 | https://www.assets.signify.com/is/image/Signify/2429cf168dc64a4dab1eb03d00b6b806 | ADAM-c320a6166b624045bfaeacce014d5c98 | https://www.assets.signify.com/is/content/Signify/fp911401882681-pss-global |  |  | ADAM-62a720f0b36f419bbba5ac8400d0e522 | https://www.assets.signify.com/is/image/PhilipsLighting/6b848612d4df4016a8cbac8400d0e5d0 | ADAM-e9ced843c36a480886cdaed8009e8688 | https://www.assets.signify.com/is/content/Signify/6425e9ebf5734f0e9259aed8009e95ed |  |  | ADAM-c2cfe6f0d8ef4a549cefac9900e044a5 | https://www.assets.signify.com/is/content/Signify/7f2d62bf6c7644ada755ac9900e04826 | ADAM-ffa78dd048bc4a9da997ad5600982b68 | https://www.docs.signify.com/assets/ies/ifmt1_sm136vpsdw20l1501x31s840oc.ies | [14 empty] | ADAM-d22b73da2d2a49619530ad5600982a7e | https://www.docs.signify.com/assets/emd/ifmt2_sm136vpsdw20l1501x31s840oc.ldt |  |  | ADAM-a04aad55dd444f2a932bb01900784513 | https://www.assets.signify.com/is/content/Signify/bb85a254e6564d7b8543b01900785100 |  |  | L85 | L70 |  | 3100 lumen;3700 lumen;4300 lumen | White |  | ≥80 | 4000 K | 31 W;22 W | 140 lm/W | 50 or 60 Hz | 840 neutral white | 3100 lumen;3700 lumen;4300 lumen |  | 31 W;22 W | 0.9 | [5 empty] | https://www.lighting.philips.com/link/911401882681_EU/prd/aa/en
FP-911401883683 | BVP164 LED11/830 PSU 10W SWB MDU CE | 911401883683 | 2021-04-25 00:00:00 |  |  | IP65 ¦ Dust penetration-protected, jet-proof |  |  |  | 3000 K |  |  |  |  | No | [8 empty] | -20 to +40 °C |  | 10 W | [6 empty] | Cable 1.0 m without plug | Yes | Flying leads/wires | No |  |  | Yes | Power supply unit (On/Off) | 0.005 m² | - W | - |  | Steel |  | - |  | Temperature 650 °C, duration 30 s | Aluminum die cast | IP65 ¦ Dust penetration-protected, jet-proof | (0.440, 0.403) SDCM <lt/>5 | - W | 220 to 240 V | 0.78 A | 0.00648 ms | - | LED | No | 110° x 110° | +/-10% |  | Not applicable | IK07 ¦ 2 J reinforced |  |  |  | Mounting bracket adjustable | 1 unit |  | 175 | Glass |  | Symmetrical wide beam | Clear | Tempered glass | Flat | Glass |  | 52 mm | 79 mm | 155 mm |  |  |  |  | +/-10% | Safety class I | Polycarbonate | - |  | Luminaire surge protection level until 2 kV differential mode and 2 kV common mode |  | 0 |  | 3 years |  | ADAM-89eb7e92cd8941859162ad3a00a4bde8 | https://www.assets.signify.com/is/image/Signify/7643079793df47bfa4b5ad3a00a4c18b | ADAM-310dd6fb20ab4e99a33fad780067844d | https://www.assets.signify.com/is/content/Signify/fp911401883683-pss-global |  |  | ADAM-76410e89440f49269f1cad3a00a4edba | https://www.assets.signify.com/is/image/Signify/af36ee5c9a7842ef9141ad3a00a4ee50 | ADAM-5ff4d4a6d6ae43ebb09badfa00c9439c | https://www.assets.signify.com/is/content/Signify/a55af9b263f04f37b805adfa00c9490d | [24 empty] | ADAM-da0f48d838734d5bb0a7b00d01098eb2 | https://www.assets.signify.com/is/content/Signify/1868249f77b24eadb985b00d010998d0 |  |  | 80 |  |  | 1100 lumen | Gray |  | <gt/>80 | 3000 K | 10 W | 110 lm/W | 50 or 60 Hz | 830 warm white | 1100 lumen |  | 10 W | 0.7 | [5 empty] | https://www.lighting.philips.com/link/911401883683_EU/prd/aa/en
FP-911401883783 | BVP164 LED12/840 PSU 10W SWB MDU CE | 911401883783 | 2021-04-25 00:00:00 |  |  | IP65 ¦ Dust penetration-protected, jet-proof |  |  |  | 4000 K |  |  |  |  | No | [8 empty] | -20 to +40 °C |  | 10 W | [6 empty] | Cable 1.0 m without plug | Yes | Flying leads/wires | No |  |  | Yes | Power supply unit (On/Off) | 0.005 m² | - W | - |  | Steel |  | - |  | Temperature 650 °C, duration 30 s | Aluminum die cast | IP65 ¦ Dust penetration-protected, jet-proof | (0.380, 0.380) SDCM <lt/>5 | - W | 220 to 240 V | 0.78 A | 0.00648 ms | - | LED | No | 110° x 110° | +/-10% |  | Not applicable | IK07 ¦ 2 J reinforced |  |  |  | Mounting bracket adjustable | 1 unit |  | 175 | Glass |  | Symmetrical wide beam | Clear | Tempered glass | Flat | Glass |  | 52 mm | 79 mm | 155 mm |  |  |  |  | +/-10% | Safety class I | Polycarbonate | - |  | Luminaire surge protection level until 2 kV differential mode and 2 kV common mode |  | 0 |  | 3 years |  | ADAM-89eb7e92cd8941859162ad3a00a4bde8 | https://www.assets.signify.com/is/image/Signify/7643079793df47bfa4b5ad3a00a4c18b | ADAM-e3af40258f7a4cdea297ad780066adae | https://www.assets.signify.com/is/content/Signify/fp911401883783-pss-global |  |  | ADAM-76410e89440f49269f1cad3a00a4edba | https://www.assets.signify.com/is/image/Signify/af36ee5c9a7842ef9141ad3a00a4ee50 | ADAM-5ff4d4a6d6ae43ebb09badfa00c9439c | https://www.assets.signify.com/is/content/Signify/a55af9b263f04f37b805adfa00c9490d | [24 empty] | ADAM-da0f48d838734d5bb0a7b00d01098eb2 | https://www.assets.signify.com/is/content/Signify/1868249f77b24eadb985b00d010998d0 |  |  | 80 |  |  | 1200 lumen | Gray |  | <gt/>80 | 4000 K | 10 W | 120 lm/W | 50 or 60 Hz | 840 neutral white | 1200 lumen |  | 10 W | 0.7 | [5 empty] | https://www.lighting.philips.com/link/911401883783_EU/prd/aa/en
FP-911401883983 | BVP164 LED22/830 PSU 20W SWB MDU CE | 911401883983 | 2021-04-25 00:00:00 |  |  | IP65 ¦ Dust penetration-protected, jet-proof |  |  |  | 3000 K |  |  |  |  | No | [8 empty] | -20 to +40 °C |  | 20 W | [6 empty] | Cable 1.0 m without plug | Yes | Flying leads/wires | No |  |  | Yes | Power supply unit (On/Off) | 0.008 m² | - W | - |  | Steel |  | - |  | Temperature 650 °C, duration 30 s | Aluminum die cast | IP65 ¦ Dust penetration-protected, jet-proof | (0.440, 0.403) SDCM <lt/>5 | - W | 220 to 240 V | 1.1 A | 0.0074 ms | - | LED | No | 110° x 110° | +/-10% |  | Not applicable | IK07 ¦ 2 J reinforced |  |  |  | Mounting bracket adjustable | 1 unit |  | 96 | Glass |  | Symmetrical wide beam | Clear | Tempered glass | Flat | Glass |  | 52 mm | 97 mm | 172 mm |  |  |  |  | +/-10% | Safety class I | Polycarbonate | - |  | Luminaire surge protection level until 2 kV differential mode and 2 kV common mode |  | 0 |  | 3 years |  | ADAM-69524aa290d74049958ead3a00a4cdf0 | https://www.assets.signify.com/is/image/Signify/5997a387545145b39229ad3a00a4d1bc | ADAM-af5f3e44916a4c1a8bd6ad780066aa00 | https://www.assets.signify.com/is/content/Signify/fp911401883983-pss-global |  |  | ADAM-955f673f1f1e48459b6cad3a00a4ef56 | https://www.assets.signify.com/is/image/Signify/23f243b404e74bb0aa78ad3a00a4efec | ADAM-5ff4d4a6d6ae43ebb09badfa00c9439c | https://www.assets.signify.com/is/content/Signify/a55af9b263f04f37b805adfa00c9490d | [24 empty] | ADAM-da0f48d838734d5bb0a7b00d01098eb2 | https://www.assets.signify.com/is/content/Signify/1868249f77b24eadb985b00d010998d0 |  |  | 80 |  |  | 2200 lumen | Gray |  | <gt/>80 | 3000 K | 20 W | 110 lm/W | 50 or 60 Hz | 830 warm white | 2200 lumen |  | 20 W | 0.8 | [5 empty] | https://www.lighting.philips.com/link/911401883983_EU/prd/aa/en
FP-911401884083 | BVP164 LED24/840 PSU 20W SWB MDU CE | 911401884083 | 2021-04-25 00:00:00 |  |  | IP65 ¦ Dust penetration-protected, jet-proof |  |  |  | 4000 K |  |  |  |  | No | [8 empty] | -20 to +40 °C |  | 20 W | [6 empty] | Cable 1.0 m without plug | Yes | Flying leads/wires | No |  |  | Yes | Power supply unit (On/Off) | 0.008 m² | - W | - |  | Steel |  | - |  | Temperature 650 °C, duration 30 s | Aluminum die cast | IP65 ¦ Dust penetration-protected, jet-proof | (0.380, 0.380) SDCM <lt/>5 | - W | 220 to 240 V | 1.1 A | 0.0074 ms | - | LED | No | 110° x 110° | +/-10% |  | Not applicable | IK07 ¦ 2 J reinforced |  |  |  | Mounting bracket adjustable | 1 unit |  | 96 | Glass |  | Symmetrical wide beam | Clear | Tempered glass | Flat | Glass |  | 52 mm | 97 mm | 172 mm |  |  |  |  | +/-10% | Safety class I | Polycarbonate | - |  | Luminaire surge protection level until 2 kV differential mode and 2 kV common mode |  | 0 |  | 3 years |  | ADAM-69524aa290d74049958ead3a00a4cdf0 | https://www.assets.signify.com/is/image/Signify/5997a387545145b39229ad3a00a4d1bc | ADAM-92f56fe9889540b18416ad7800623614 | https://www.assets.signify.com/is/content/Signify/fp911401884083-pss-global |  |  | ADAM-955f673f1f1e48459b6cad3a00a4ef56 | https://www.assets.signify.com/is/image/Signify/23f243b404e74bb0aa78ad3a00a4efec | ADAM-5ff4d4a6d6ae43ebb09badfa00c9439c | https://www.assets.signify.com/is/content/Signify/a55af9b263f04f37b805adfa00c9490d | [24 empty] | ADAM-da0f48d838734d5bb0a7b00d01098eb2 | https://www.assets.signify.com/is/content/Signify/1868249f77b24eadb985b00d010998d0 |  |  | 80 |  |  | 2400 lumen | Gray |  | <gt/>80 | 4000 K | 20 W | 120 lm/W | 50 or 60 Hz | 840 neutral white | 2400 lumen |  | 20 W | 0.8 | [5 empty] | https://www.lighting.philips.com/link/911401884083_EU/prd/aa/en
FP-911401884580 | RC065B LED34S/840 PSU W60L60 OC | 911401884580 | 2019-09-25 00:00:00 |  |  | IP20 ¦ Finger-protected |  |  |  | 4000 K |  |  |  |  | No | [8 empty] | -10 to +25 °C | [8 empty] | - | Yes | Push-in connector 2-pole | No |  |  | Yes | Power supply unit (On/Off) |  |  | - |  | - |  | For mounting on normally flammable surfaces |  | Temperature 650 °C, duration 30 s | Steel | IP20 ¦ Finger-protected | (0.38, 0.38) SDCM≤5 |  | 220-240 V | 16 A | 0.18 ms |  |  | No | 90° | +/-10% |  |  | IK02 ¦ 0.2 J standard |  |  |  |  | 1 unit |  | 32 | Polystyrene | Beam angle 90° |  | Diamond | Acrylate |  |  |  | 35 mm | 595 mm | 595 mm |  |  |  |  | +/-10% | Safety class II | Acrylate |  | Not applicable |  | 19 |  |  | 3 years |  | ADAM-61c4df553fa2431e8473ab28007e6b68 | https://www.assets.signify.com/is/image/PhilipsLighting/179c7cc0bbf64889a626ab28007e7093 | ADAM-31e1fb01877442bca273ab61001f5ce2 | https://www.assets.signify.com/is/content/PhilipsLighting/fp911401884580-pss-global |  |  | ADAM-c3f28429b4974d52a687ae6600a929f3 | https://www.assets.signify.com/is/image/Signify/871410af84694120944aae6600a9333a | ADAM-8193c5370ade495f90a7ae8b009df10a | https://www.assets.signify.com/is/content/Signify/f127c52c4525466781abae8b009df108 | [22 empty] | ADAM-e2ff3995417c4b58b856adfa00fc2876;ADAM-aafd3a36ced848feb987ae2401098a63 | https://www.assets.signify.com/is/content/Signify/53b697d9ef114447a349adfa00fc2d14;https://www.assets.signify.com/is/image/Signify/cefb0339103b470f851aae2401098d31 | ADAM-66e7e2bdedc44f9f86eca9d900ed5bb1;ADAM-189b4598b8a840ea9ec1b00d0109b181 | https://www.assets.signify.com/is/content/PhilipsLighting/2ea8af367ef1422ab4d2a9d900ed6099;https://www.assets.signify.com/is/content/Signify/95e98bd3e112455ab151b00d0109c0c2 |  | L70 | L80 |  |  | 3400 lumen | White |  | ≥80 | 4000 K | 34 W | 100 lm/W | 50 or 60 Hz | 840 neutral white | 3400 lumen |  | 34 W | 0.9 | [5 empty] | https://www.lighting.philips.com/link/911401884580_EU/prd/aa/en
FP-911401884583 | BVP164 LED55/830 PSU 50W SWB MDU CE | 911401884583 | 2021-04-25 00:00:00 |  |  | IP65 ¦ Dust penetration-protected, jet-proof |  |  |  | 3000 K |  |  |  |  | No | [8 empty] | -20 to +40 °C |  | 50 W | [6 empty] | Cable 1.0 m without plug | Yes | Flying leads/wires | No |  |  | Yes | Power supply unit (On/Off) | 0.028 m² | - W | - |  | Steel |  | - |  | Temperature 650 °C, duration 30 s | Aluminum die cast | IP65 ¦ Dust penetration-protected, jet-proof | (0.440, 0.403) SDCM <lt/>5 | - W | 220 to 240 V | 1.68 A | 0.0082 ms | - | LED | No | 110° x 110° | +/-10% |  | Not applicable | IK07 ¦ 2 J reinforced |  |  |  | Mounting bracket adjustable | 1 unit |  | 44 | Glass |  | Symmetrical wide beam | Clear | Tempered glass | Flat | Glass |  | 53 mm | 173 mm | 263 mm |  |  |  |  | +/-10% | Safety class I | Polycarbonate | - |  | Luminaire surge protection level until 2 kV differential mode and 2 kV common mode |  | 0 |  | 3 years |  | ADAM-69524aa290d74049958ead3a00a4cdf0 | https://www.assets.signify.com/is/image/Signify/5997a387545145b39229ad3a00a4d1bc | ADAM-4686bbcc9fe744d7bb3ead7800670d14 | https://www.assets.signify.com/is/content/Signify/fp911401884583-pss-global |  |  | ADAM-f0e6cee199014571b73bad3a00a4f793 | https://www.assets.signify.com/is/image/Signify/e76ad7f7ebb745fb9ccaad3a00a4f8e1 | ADAM-5ff4d4a6d6ae43ebb09badfa00c9439c | https://www.assets.signify.com/is/content/Signify/a55af9b263f04f37b805adfa00c9490d | [24 empty] | ADAM-da0f48d838734d5bb0a7b00d01098eb2 | https://www.assets.signify.com/is/content/Signify/1868249f77b24eadb985b00d010998d0 |  |  | 80 |  |  | 5500 lumen | Gray |  | <gt/>80 | 3000 K | 50 W | 110 lm/W | 50 or 60 Hz | 830 warm white | 5500 lumen |  | 50 W | 0.9 | [5 empty] | https://www.lighting.philips.com/link/911401884583_EU/prd/aa/en
FP-911401884680 | RC065B LED34S/865 PSU W60L60 OC | 911401884680 | 2019-09-25 00:00:00 |  |  | IP20 ¦ Finger-protected |  |  |  | 6500 K |  |  |  |  | No | [8 empty] | -10 to +25 °C | [8 empty] | - | Yes | Push-in connector 2-pole | No |  |  | Yes | Power supply unit (On/Off) |  |  | - |  | - |  | For mounting on normally flammable surfaces |  | Temperature 650 °C, duration 30 s | Steel | IP20 ¦ Finger-protected | (0.31, 0.33) SDCM≤5 |  | 220-240 V | 16 A | 0.18 ms |  |  | No | 90° | +/-10% |  |  | IK02 ¦ 0.2 J standard |  |  |  |  | 1 unit |  | 32 | Polystyrene | Beam angle 90° |  | Diamond | Acrylate |  |  |  | 35 mm | 595 mm | 595 mm |  |  |  |  | +/-10% | Safety class II | Acrylate |  | Not applicable |  | 19 |  |  | 3 years |  | ADAM-61c4df553fa2431e8473ab28007e6b68 | https://www.assets.signify.com/is/image/PhilipsLighting/179c7cc0bbf64889a626ab28007e7093 | ADAM-295fc29ed2dd4c2aa2c5ab6100232b74 | https://www.assets.signify.com/is/content/PhilipsLighting/fp911401884680-pss-global |  |  | ADAM-c3f28429b4974d52a687ae6600a929f3 | https://www.assets.signify.com/is/image/Signify/871410af84694120944aae6600a9333a | ADAM-8193c5370ade495f90a7ae8b009df10a | https://www.assets.signify.com/is/content/Signify/f127c52c4525466781abae8b009df108 | [22 empty] | ADAM-e2ff3995417c4b58b856adfa00fc2876;ADAM-aafd3a36ced848feb987ae2401098a63 | https://www.assets.signify.com/is/content/Signify/53b697d9ef114447a349adfa00fc2d14;https://www.assets.signify.com/is/image/Signify/cefb0339103b470f851aae2401098d31 | ADAM-66e7e2bdedc44f9f86eca9d900ed5bb1;ADAM-189b4598b8a840ea9ec1b00d0109b181 | https://www.assets.signify.com/is/content/PhilipsLighting/2ea8af367ef1422ab4d2a9d900ed6099;https://www.assets.signify.com/is/content/Signify/95e98bd3e112455ab151b00d0109c0c2 |  | L70 | L80 |  |  | 3400 lumen | White |  | ≥80 | 6500 K | 34 W | 100 lm/W | 50 or 60 Hz | 865 cool daylight | 3400 lumen |  | 34 W | 0.9 | [5 empty] | https://www.lighting.philips.com/link/911401884680_EU/prd/aa/en
FP-911401884683 | BVP164 LED60/840 PSU 50W SWB MDU CE | 911401884683 | 2021-04-25 00:00:00 |  |  | IP65 ¦ Dust penetration-protected, jet-proof |  |  |  | 4000 K |  |  |  |  | No | [8 empty] | -20 to +40 °C |  | 50 W | [6 empty] | Cable 1.0 m without plug | Yes | Flying leads/wires | No |  |  | Yes | Power supply unit (On/Off) | 0.028 m² | - W | - |  | Steel |  | - |  | Temperature 650 °C, duration 30 s | Aluminum die cast | IP65 ¦ Dust penetration-protected, jet-proof | (0.380, 0.380) SDCM <lt/>5 | - W | 220 to 240 V | 1.68 A | 0.0082 ms | - | LED | No | 110° x 110° | +/-10% |  | Not applicable | IK07 ¦ 2 J reinforced |  |  |  | Mounting bracket adjustable | 1 unit |  | 44 | Glass |  | Symmetrical wide beam | Clear | Tempered glass | Flat | Glass |  | 53 mm | 173 mm | 263 mm |  |  |  |  | +/-10% | Safety class I | Polycarbonate | - |  | Luminaire surge protection level until 2 kV differential mode and 2 kV common mode |  | 0 |  | 3 years |  | ADAM-69524aa290d74049958ead3a00a4cdf0 | https://www.assets.signify.com/is/image/Signify/5997a387545145b39229ad3a00a4d1bc | ADAM-980603b4fedc41d097f0ad7800652338 | https://www.assets.signify.com/is/content/Signify/fp911401884683-pss-global |  |  | ADAM-f0e6cee199014571b73bad3a00a4f793 | https://www.assets.signify.com/is/image/Signify/e76ad7f7ebb745fb9ccaad3a00a4f8e1 | ADAM-5ff4d4a6d6ae43ebb09badfa00c9439c | https://www.assets.signify.com/is/content/Signify/a55af9b263f04f37b805adfa00c9490d | [24 empty] | ADAM-da0f48d838734d5bb0a7b00d01098eb2 | https://www.assets.signify.com/is/content/Signify/1868249f77b24eadb985b00d010998d0 |  |  | 80 |  |  | 6000 lumen | Gray |  | <gt/>80 | 4000 K | 50 W | 120 lm/W | 50 or 60 Hz | 840 neutral white | 6000 lumen |  | 50 W | 0.9 | [5 empty] | https://www.lighting.philips.com/link/911401884683_EU/prd/aa/en
FP-911401884983 | BVP164 LED84/840 PSU 70W SWB MDU CE | 911401884983 | 2021-04-25 00:00:00 |  |  | IP65 ¦ Dust penetration-protected, jet-proof |  |  |  | 4000 K |  |  |  |  | No | [8 empty] | -20 to +40 °C |  | 70 W | [6 empty] | Cable 2.0 m without plug | Yes | Flying leads/wires | No |  |  | Yes | Power supply unit (On/Off) | 0.038 m² | - W | - |  | Steel |  | - |  | Temperature 650 °C, duration 30 s | Aluminum die cast | IP65 ¦ Dust penetration-protected, jet-proof | (0.380, 0.380) SDCM <lt/>5 | - W | 220 to 240 V | 3.64 A | 0.0222 ms | - | LED | No | 110° x 110° | +/-10% |  | Not applicable | IK08 ¦ 5 J vandal-protected |  |  |  | Mounting bracket adjustable | 1 unit |  | 31 | Glass |  | Symmetrical wide beam | Clear | Tempered glass | Flat | Glass |  | 53 mm | 203 mm | 293 mm |  |  |  |  | +/-10% | Safety class I | Polycarbonate | - |  | Luminaire surge protection level until 2 kV differential mode and 2 kV common mode |  | 0 |  | 3 years |  | ADAM-69524aa290d74049958ead3a00a4cdf0 | https://www.assets.signify.com/is/image/Signify/5997a387545145b39229ad3a00a4d1bc | ADAM-5a149e4c6ad14bd08188ad780062c3be | https://www.assets.signify.com/is/content/Signify/fp911401884983-pss-global |  |  | ADAM-66c32122cfa14981ad69ad3a00a4fafc | https://www.assets.signify.com/is/image/Signify/5573de6efdde47c5b583ad3a00a4fc42 | ADAM-5ff4d4a6d6ae43ebb09badfa00c9439c | https://www.assets.signify.com/is/content/Signify/a55af9b263f04f37b805adfa00c9490d | [24 empty] | ADAM-da0f48d838734d5bb0a7b00d01098eb2 | https://www.assets.signify.com/is/content/Signify/1868249f77b24eadb985b00d010998d0 |  |  | 80 |  |  | 8400 lumen | Gray |  | <gt/>80 | 4000 K | 70 W | 120 lm/W | 50 or 60 Hz | 840 neutral white | 8400 lumen |  | 70 W | 0.9 | [5 empty] | https://www.lighting.philips.com/link/911401884983_EU/prd/aa/en
FP-911401885080 | RC065B LED34S/840 PSU W60L60 NOC | 911401885080 | 2019-09-25 00:00:00 |  |  | IP20 ¦ Finger-protected |  |  |  | 4000 K |  |  |  |  | No | [8 empty] | -10 to +25 °C | [8 empty] | - | Yes | Push-in connector 2-pole | No |  |  | Yes | Power supply unit (On/Off) |  |  | - |  | - |  | For mounting on normally flammable surfaces |  | Temperature 650 °C, duration 30 s | Steel | IP20 ¦ Finger-protected | (0.38, 0.38) SDCM≤5 |  | 220-240 V | 16 A | 0.18 ms |  |  | No | 120° | +/-10% |  |  | IK02 ¦ 0.2 J standard |  |  |  |  | 1 unit |  | 32 | Polystyrene | Beam angle 120° |  | Opal | Acrylate |  |  |  | 34 mm | 595 mm | 595 mm |  |  |  |  | +/-10% | Safety class II | Acrylate |  | Yes |  | 22 |  |  | 3 years |  | ADAM-61c4df553fa2431e8473ab28007e6b68 | https://www.assets.signify.com/is/image/PhilipsLighting/179c7cc0bbf64889a626ab28007e7093 | ADAM-c72341bcb78f42b49379ab6100239165 | https://www.assets.signify.com/is/content/PhilipsLighting/fp911401885080-pss-global |  |  | ADAM-18cb2970a52f45eb91c2ae6600a9167a | https://www.assets.signify.com/is/image/Signify/36240076889742009744ae6600a92025 | ADAM-8193c5370ade495f90a7ae8b009df10a | https://www.assets.signify.com/is/content/Signify/f127c52c4525466781abae8b009df108 | [22 empty] | ADAM-e2ff3995417c4b58b856adfa00fc2876;ADAM-aafd3a36ced848feb987ae2401098a63 | https://www.assets.signify.com/is/content/Signify/53b697d9ef114447a349adfa00fc2d14;https://www.assets.signify.com/is/image/Signify/cefb0339103b470f851aae2401098d31 | ADAM-66e7e2bdedc44f9f86eca9d900ed5bb1;ADAM-189b4598b8a840ea9ec1b00d0109b181 | https://www.assets.signify.com/is/content/PhilipsLighting/2ea8af367ef1422ab4d2a9d900ed6099;https://www.assets.signify.com/is/content/Signify/95e98bd3e112455ab151b00d0109c0c2 |  | L70 | L80 |  |  | 3400 lumen | White |  | ≥80 | 4000 K | 34 W | 100 lm/W | 50 or 60 Hz | 840 neutral white | 3400 lumen |  | 34 W | 0.9 | [5 empty] | https://www.lighting.philips.com/link/911401885080_EU/prd/aa/en
FP-911401885180 | RC065B LED34S/865 PSU W60L60 NOC | 911401885180 | 2019-09-25 00:00:00 |  |  | IP20 ¦ Finger-protected |  |  |  | 6500 K |  |  |  |  | No | [8 empty] | -10 to +25 °C | [8 empty] | - | Yes | Push-in connector 2-pole | No |  |  | Yes | Power supply unit (On/Off) |  |  | - |  | - |  | For mounting on normally flammable surfaces |  | Temperature 650 °C, duration 30 s | Steel | IP20 ¦ Finger-protected | (0.31, 0.33) SDCM≤5 |  | 220-240 V | 16 A | 0.18 ms |  |  | No | 120° | +/-10% |  |  | IK02 ¦ 0.2 J standard |  |  |  |  | 1 unit |  | 32 | Polystyrene | Beam angle 120° |  | Opal | Acrylate |  |  |  | 34 mm | 595 mm | 595 mm |  |  |  |  | +/-10% | Safety class II | Acrylate |  | Yes |  | 22 |  |  | 3 years |  | ADAM-61c4df553fa2431e8473ab28007e6b68 | https://www.assets.signify.com/is/image/PhilipsLighting/179c7cc0bbf64889a626ab28007e7093 | ADAM-9a5f2324ad46427391e2ab610023d0ad | https://www.assets.signify.com/is/content/PhilipsLighting/fp911401885180-pss-global |  |  | ADAM-18cb2970a52f45eb91c2ae6600a9167a | https://www.assets.signify.com/is/image/Signify/36240076889742009744ae6600a92025 | ADAM-8193c5370ade495f90a7ae8b009df10a | https://www.assets.signify.com/is/content/Signify/f127c52c4525466781abae8b009df108 | [22 empty] | ADAM-e2ff3995417c4b58b856adfa00fc2876;ADAM-aafd3a36ced848feb987ae2401098a63 | https://www.assets.signify.com/is/content/Signify/53b697d9ef114447a349adfa00fc2d14;https://www.assets.signify.com/is/image/Signify/cefb0339103b470f851aae2401098d31 | ADAM-66e7e2bdedc44f9f86eca9d900ed5bb1;ADAM-189b4598b8a840ea9ec1b00d0109b181 | https://www.assets.signify.com/is/content/PhilipsLighting/2ea8af367ef1422ab4d2a9d900ed6099;https://www.assets.signify.com/is/content/Signify/95e98bd3e112455ab151b00d0109c0c2 |  | L70 | L80 |  |  | 3400 lumen | White |  | ≥80 | 6500 K | 34 W | 100 lm/W | 50 or 60 Hz | 865 cool daylight | 3400 lumen |  | 34 W | 0.9 | [5 empty] | https://www.lighting.philips.com/link/911401885180_EU/prd/aa/en
FP-911401892680 | RC065Z SC | 911401892680 | 2019-10-22 00:00:00 |  |  | IP20 ¦ Finger-protected | [16 empty] | Steel |  | - | [25 empty] | IP20 ¦ Finger-protected |  |  | - V | [7 empty] | Stainless steel |  | IK02 ¦ 0.2 J standard | [14 empty] | 8 mm |  | 1200 mm | [6 empty] | - | [9 empty] | ADAM-ed3388f1ccb449728938ab4800c9ea95 | https://www.assets.signify.com/is/image/PhilipsLighting/1165c9aa961344268e05ab4800c9fac4 | ADAM-1dab12c70020425ba97fab7a015c93ac | https://www.assets.signify.com/is/content/PhilipsLighting/fp911401892680-pss-global |  |  |  |  | ADAM-138c1a969859440c8b10ab4100c6ec06 | https://www.assets.signify.com/is/content/PhilipsLighting/1ec3f057420042a5a802ab4100c6f025 | [22 empty] | ADAM-e2ff3995417c4b58b856adfa00fc2876;ADAM-aafd3a36ced848feb987ae2401098a63 | https://www.assets.signify.com/is/content/Signify/53b697d9ef114447a349adfa00fc2d14;https://www.assets.signify.com/is/image/Signify/cefb0339103b470f851aae2401098d31 | ADAM-66e7e2bdedc44f9f86eca9d900ed5bb1;ADAM-189b4598b8a840ea9ec1b00d0109b181 | https://www.assets.signify.com/is/content/PhilipsLighting/2ea8af367ef1422ab4d2a9d900ed6099;https://www.assets.signify.com/is/content/Signify/95e98bd3e112455ab151b00d0109c0c2 | [12 empty] | - Hz | [10 empty] | https://www.lighting.philips.com/link/911401892680_EU/prd/aa/en
FP-911401893180 | WT060C LED80S/840 PSU L1800 | 911401893180 | 2019-09-29 00:00:00 |  |  | IP66 ¦ Dust penetration-protected, jet-proof |  |  |  | 4000 K |  |  |  |  | No | [8 empty] | -20 to +45 °C |  |  | 120 degree(s) | [5 empty] | - | CE mark | Connection unit 2-pole | No |  |  | Yes | Power supply unit (On/Off) |  |  | - |  | Stainless steel |  | For mounting on normally flammable surfaces |  | Temperature 850 °C, duration 30 s | Polycarbonate | IP66 ¦ Dust penetration-protected, jet-proof | <lt/>5 |  | 220 to 240 V | 4.5 A | 0.132 ms |  |  | No | 120° | +/-10% |  | Not applicable | IK08 ¦ 5 J vandal-protected |  |  |  |  | 1 unit |  | 20 | Polycarbonate | Symmetrical |  | Opal | Polycarbonate |  |  |  | 59 mm | 1801 mm | 69 mm |  |  |  |  | +/-10% | Safety class II | Polycarbonate |  | Yes |  | 26 |  |  | 3 years |  | ADAM-7dbb28e9867c4498b644ab270084c4e9 | https://www.assets.signify.com/is/image/PhilipsLighting/ac96f4b577ff45d0babbab270084c825 | ADAM-385dc46616bd4ce9ac07ab610022b5d7 | https://www.assets.signify.com/is/content/PhilipsLighting/fp911401893180-pss-global |  |  | ADAM-1f19946349494446a63eab270089f138 | https://www.assets.signify.com/is/image/PhilipsLighting/b4816d64908f4bd6a6dcab270089f1bb | ADAM-b3e3a2ec612c453a8486afcf00a9b29c | https://www.assets.signify.com/is/content/Signify/87f2a5bb5af14e70a4deafcf00a9b298 | [22 empty] | ADAM-e2ff3995417c4b58b856adfa00fc2876;ADAM-832cac239b9d439bb526ae240109b69f | https://www.assets.signify.com/is/content/Signify/53b697d9ef114447a349adfa00fc2d14;https://www.assets.signify.com/is/image/Signify/bd47e177d7b7453392f2ae240109b824 | ADAM-66e7e2bdedc44f9f86eca9d900ed5bb1;ADAM-83403d8763594781bdd8b00d0109f982;ADAM-61422acfb6d446dca1c5b0190078618a | https://www.assets.signify.com/is/content/PhilipsLighting/2ea8af367ef1422ab4d2a9d900ed6099;https://www.assets.signify.com/is/content/Signify/a79be36420a340f0afc5b00d010a0c4b;https://www.assets.signify.com/is/content/Signify/49705650326840a2b5e4b01900787048 |  | 70 | 75 |  |  | 8000 lumen | Gray |  | <gt/>80 | 4000 K | 65 W | 120 lm/W | 50 or 60 Hz | 840 neutral white | 8000 lumen |  | 65 W | 0.9 | [5 empty] | https://www.lighting.philips.com/link/911401893180_EU/prd/aa/en
FP-911401896183 | BVP164 LED73/840 PSU 70W AWB CE | 911401896183 | 2021-04-23 00:00:00 |  |  | IP65 ¦ Dust penetration-protected, jet-proof |  |  |  | 4000 K |  |  |  |  | No | [8 empty] | -25 to +40 °C |  | 70 W | [6 empty] | Cable 2.0 m without plug | Yes | Flying leads/wires | No |  |  | Yes | Power supply unit (On/Off) | 0.038 m² | - W | - |  | Steel |  | - |  | Temperature 650 °C, duration 30 s | Aluminum die cast | IP65 ¦ Dust penetration-protected, jet-proof | (0.380, 0.380) SDCM <lt/>5 | - W | 220 to 240 V | 3.64 A | 0.0222 ms | - | LED | No | 40° x 83° | +/-10% |  | Not applicable | IK08 ¦ 5 J vandal-protected |  |  |  | Mounting bracket adjustable | 1 unit |  | 31 | Glass |  | Asymmetrical wide beam | Clear | Tempered glass | Flat | Glass |  | 34.5 mm | 220 mm | 312 mm |  |  |  |  | +/-10% | Safety class I | Polycarbonate | - |  | Luminaire surge protection level until 4 kV differential mode and 4 kV common mode |  | 0 |  | 3 years |  | ADAM-fba0bf15c574494a8700ad3a00a4b1c5 | https://www.assets.signify.com/is/image/Signify/e68d804537204c35b255ad3a00a4b5db | ADAM-2638ae3d3cac4c729cafad780063db91 | https://www.assets.signify.com/is/content/Signify/fp911401896183-pss-global |  |  | ADAM-8f48c98f00ef4f2b9d11ad3a00a4fe42 | https://www.assets.signify.com/is/image/Signify/4672f272890d4113a3a5ad3a00a50125 | ADAM-e392f83328314ea7a98fadf800db483a | https://www.assets.signify.com/is/content/Signify/ff4c6ce73ad848d7a4f2adf800db51f9 | [24 empty] | ADAM-da0f48d838734d5bb0a7b00d01098eb2 | https://www.assets.signify.com/is/content/Signify/1868249f77b24eadb985b00d010998d0 |  |  | 75 |  |  | 7350 lumen | Gray |  | <gt/>80 | 4000 K | 70 W | 105 lm/W | 50 or 60 Hz | 840 neutral white | 7350 lumen |  | 70 W | 0.95 | [5 empty] | https://www.lighting.philips.com/link/911401896183_EU/prd/aa/en
FP-911401896483 | BVP165 LED105/840 PSU 100W AWB CE | 911401896483 | 2021-04-23 00:00:00 |  |  | IP65 ¦ Dust penetration-protected, jet-proof |  |  |  | 4000 K |  |  |  |  | No | [8 empty] | -25 to +40 °C |  | 100 W | [6 empty] | Cable 2.0 m without plug | Yes | Flying leads/wires | No |  |  | Yes | Power supply unit (On/Off) | 0.045 m² | - W | - |  | Steel |  | - |  | Temperature 650 °C, duration 30 s | Aluminum die cast | IP65 ¦ Dust penetration-protected, jet-proof | (0.380, 0.380) SDCM <lt/>5 | - W | 220 to 240 V | 3.84 A | 0.0244 ms | - | LED | No | 40° x 83° | +/-10% |  | Not applicable | IK08 ¦ 5 J vandal-protected |  |  |  | Mounting bracket adjustable | 1 unit |  | 22 | Glass |  | Asymmetrical wide beam | Clear | Tempered glass | Flat | Glass |  | 34.5 mm | 282 mm | 409 mm |  |  |  |  | +/-10% | Safety class I | Polycarbonate | - |  | Luminaire surge protection level until 4 kV differential mode and 4 kV common mode |  | 0 |  | 3 years |  | ADAM-fba0bf15c574494a8700ad3a00a4b1c5 | https://www.assets.signify.com/is/image/Signify/e68d804537204c35b255ad3a00a4b5db | ADAM-cfe6a35ad7494ce9a25bad780065ab2d | https://www.assets.signify.com/is/content/Signify/fp911401896483-pss-global |  |  | ADAM-f0361f5c0ce1429d8997ad3a00a5029c | https://www.assets.signify.com/is/image/Signify/4c481428a0b1460c9757ad3a00a50349 | ADAM-e392f83328314ea7a98fadf800db483a | https://www.assets.signify.com/is/content/Signify/ff4c6ce73ad848d7a4f2adf800db51f9 | [24 empty] | ADAM-da0f48d838734d5bb0a7b00d01098eb2 | https://www.assets.signify.com/is/content/Signify/1868249f77b24eadb985b00d010998d0 |  |  | 75 |  |  | 10500 lumen | Gray |  | <gt/>80 | 4000 K | 100 W | 105 lm/W | 50 or 60 Hz | 840 neutral white | 10500 lumen |  | 100 W | 0.95 | [5 empty] | https://www.lighting.philips.com/link/911401896483_EU/prd/aa/en
FP-911401896783 | BVP165 LED157/840 PSU 150W AWB CE | 911401896783 | 2021-04-23 00:00:00 |  |  | IP65 ¦ Dust penetration-protected, jet-proof |  |  |  | 4000 K |  |  |  |  | No | [8 empty] | -25 to +40 °C |  | 150 W | [6 empty] | Cable 2.0 m without plug | Yes | Flying leads/wires | No |  |  | Yes | Power supply unit (On/Off) | 0.077 m² | - W | - |  | Steel |  | - |  | Temperature 650 °C, duration 30 s | Aluminum die cast | IP65 ¦ Dust penetration-protected, jet-proof | (0.380, 0.380) SDCM <lt/>5 | - W | 220 to 240 V | 4.16 A | 0.0264 ms | - | LED | No | 40° x 83° | +/-10% |  | Not applicable | IK08 ¦ 5 J vandal-protected |  |  |  | Mounting bracket adjustable | 1 unit |  | 15 | Glass |  | Asymmetrical wide beam | Clear | Tempered glass | Flat | Glass |  | 34.5 mm | 282 mm | 409 mm |  |  |  |  | +/-10% | Safety class I | Polycarbonate | - |  | Luminaire surge protection level until 4 kV differential mode and 4 kV common mode |  | 0 |  | 3 years |  | ADAM-fba0bf15c574494a8700ad3a00a4b1c5 | https://www.assets.signify.com/is/image/Signify/e68d804537204c35b255ad3a00a4b5db | ADAM-c60394c434e1425692ebad780065d21b | https://www.assets.signify.com/is/content/Signify/fp911401896783-pss-global |  |  | ADAM-63e877ab596c46ef96b3ad3a00a503da | https://www.assets.signify.com/is/image/Signify/1274d3a50b0b428f9b3bad3a00a5046c | ADAM-e392f83328314ea7a98fadf800db483a | https://www.assets.signify.com/is/content/Signify/ff4c6ce73ad848d7a4f2adf800db51f9 | [24 empty] | ADAM-da0f48d838734d5bb0a7b00d01098eb2 | https://www.assets.signify.com/is/content/Signify/1868249f77b24eadb985b00d010998d0 |  |  | 75 |  |  | 15750 lumen | Gray |  | <gt/>80 | 4000 K | 150 W | 105 lm/W | 50 or 60 Hz | 840 neutral white | 15750 lumen |  | 150 W | 0.95 | [5 empty] | https://www.lighting.philips.com/link/911401896783_EU/prd/aa/en
FP-911401897083 | BVP165 LED210/840 PSU 200W AWB CE | 911401897083 | 2021-04-23 00:00:00 |  |  | IP65 ¦ Dust penetration-protected, jet-proof |  |  |  | 4000 K |  |  |  |  | No | [8 empty] | -25 to +40 °C |  | 200 W | [6 empty] | Cable 2.0 m without plug | Yes | Flying leads/wires | No |  |  | Yes | Power supply unit (On/Off) | 0.112 m² | - W | - |  | Steel |  | - |  | Temperature 650 °C, duration 30 s | Aluminum die cast | IP65 ¦ Dust penetration-protected, jet-proof | (0.380, 0.380) SDCM <lt/>5 | - W | 220 to 240 V | 4.38 A | 0.0284 ms | - | LED | No | 40° x 83° | +/-10% |  | Not applicable | IK08 ¦ 5 J vandal-protected |  |  |  | Mounting bracket adjustable | 1 unit |  | 11 | Glass |  | Asymmetrical wide beam | Clear | Tempered glass | Flat | Glass |  | 37.7 mm | 336 mm | 482 mm |  |  |  |  | +/-10% | Safety class I | Polycarbonate | - |  | Luminaire surge protection level until 4 kV differential mode and 4 kV common mode |  | 0 |  | 3 years |  | ADAM-fba0bf15c574494a8700ad3a00a4b1c5 | https://www.assets.signify.com/is/image/Signify/e68d804537204c35b255ad3a00a4b5db | ADAM-15ff540342ba4a6285fdad78006539de | https://www.assets.signify.com/is/content/Signify/fp911401897083-pss-global |  |  | ADAM-c3772f643301436ab03aad3a00a5050c | https://www.assets.signify.com/is/image/Signify/652806d6900b462184e6ad3a00a50621 | ADAM-e392f83328314ea7a98fadf800db483a | https://www.assets.signify.com/is/content/Signify/ff4c6ce73ad848d7a4f2adf800db51f9 | [24 empty] | ADAM-da0f48d838734d5bb0a7b00d01098eb2 | https://www.assets.signify.com/is/content/Signify/1868249f77b24eadb985b00d010998d0 |  |  | 75 |  |  | 21000 lumen | Gray |  | <gt/>80 | 4000 K | 200 W | 105 lm/W | 50 or 60 Hz | 840 neutral white | 21000 lumen |  | 200 W | 0.95 | [5 empty] | https://www.lighting.philips.com/link/911401897083_EU/prd/aa/en
FP-911401897482 | RS151B LED6-WB-/830 D78 PSR PI6 WH | 911401897482 | 2021-09-02 00:00:00 |  |  | IP20/44 ¦ Finger-protected; wire-protected, splash-proof |  |  |  | 3000 K |  |  |  |  | Yes | [8 empty] | 0 to +35 °C |  | - W | 120 degree(s) | [5 empty] | Cable 0.25 m with connector 3-pole | Yes | Push-in connector 3-pole | No | Phase-cut dim |  | Yes | Power supply unit regulating |  |  | ENEC mark |  | Steel |  | For mounting on normally flammable surfaces |  | Temperature 650 °C, duration 30 s | Aluminum die-cast | IP20/44 ¦ Finger-protected; wire-protected, splash-proof | (0.43, 0.40) SDCM <lt/>5 |  | 220 to 240 V | 2.5 A | 0.1 ms |  |  | Yes | 38° | +/-10% |  | 10% (depends on dimmer, ELV) | IK03 ¦ 0.3 J |  |  |  |  | 1 unit |  | 40 | Polycarbonate | Wide beam |  | - | Polycarbonate |  |  | 95 mm | 60 mm | [6 empty] | +/-10% | Safety class II | - |  | No |  | 21 |  |  | 5 years |  | ADAM-20170630154524000 | https://www.assets.signify.com/is/image/Signify/890497e423ab41d68b49a7a200e252ae | ADAM-55ae6f048f13481f9333ae7c00071bfd | https://www.assets.signify.com/is/content/Signify/fp911401897482-pss-global |  |  | ADAM-57d9d50faea2489a9080ae5b00e6a9e2 | https://www.assets.signify.com/is/image/Signify/733020928a76458bb732ae5b00e6ad76 | ADAM-76953df8f56f42daade8ae6f007255d0 | https://www.assets.signify.com/is/content/Signify/7133e57f49c74a36acb9ae6f00726dae |  |  |  |  | ADAM-4b631d785288465386afae9500162c4a | https://www.docs.signify.com/assets/ies/_rs151bled6s830wbd78psr.ies | [14 empty] | ADAM-adc9e4191ead47adb628ae9500162b12 | https://www.docs.signify.com/assets/emd/_rs151bled6s830wbd78psr.ldt | [6 empty] | 70 |  |  | 680 lumen | White |  | <gt/>80 | 3000 K | 7.2 W | 94 lm/W | 50 or 60 Hz | 830 warm white | 680 lumen |  | 7.2 W | 0.9 | [5 empty] | https://www.lighting.philips.com/link/911401897482_EU/prd/aa/en
FP-911401897582 | RS151B LED6-WB-/830 D78 PSR PI6 ALU | 911401897582 | 2021-09-02 00:00:00 |  |  | IP20/44 ¦ Finger-protected; wire-protected, splash-proof |  |  |  | 3000 K |  |  |  |  | Yes | [8 empty] | 0 to +35 °C |  | - W | 120 degree(s) | [5 empty] | Cable 0.25 m with connector 3-pole | Yes | Push-in connector 3-pole | No | Phase-cut dim |  | Yes | Power supply unit regulating |  |  | ENEC mark |  | Steel |  | For mounting on normally flammable surfaces |  | Temperature 650 °C, duration 30 s | Aluminum die-cast | IP20/44 ¦ Finger-protected; wire-protected, splash-proof | (0.43, 0.40) SDCM <lt/>5 |  | 220 to 240 V | 2.5 A | 0.1 ms |  |  | Yes | 38° | +/-10% |  | 10% (depends on dimmer, ELV) | IK03 ¦ 0.3 J |  |  |  |  | 1 unit |  | 40 | Polycarbonate | Wide beam |  | - | Polycarbonate |  |  | 95 mm | 60 mm | [6 empty] | +/-10% | Safety class II | - |  | No |  | 21 |  |  | 5 years |  | ADAM-20171115170435350 | https://www.assets.signify.com/is/image/Signify/57f0040cb4314a35a9dba82c0108eeb5 | ADAM-782b54f195184fec9f87ae7b0184377a | https://www.assets.signify.com/is/content/Signify/fp911401897582-pss-global |  |  | ADAM-57d9d50faea2489a9080ae5b00e6a9e2 | https://www.assets.signify.com/is/image/Signify/733020928a76458bb732ae5b00e6ad76 | ADAM-76953df8f56f42daade8ae6f007255d0 | https://www.assets.signify.com/is/content/Signify/7133e57f49c74a36acb9ae6f00726dae |  |  |  |  | ADAM-4b631d785288465386afae9500162c4a | https://www.docs.signify.com/assets/ies/_rs151bled6s830wbd78psr.ies | [14 empty] | ADAM-adc9e4191ead47adb628ae9500162b12 | https://www.docs.signify.com/assets/emd/_rs151bled6s830wbd78psr.ldt | [6 empty] | 70 |  |  | 680 lumen | Aluminum |  | <gt/>80 | 3000 K | 7.2 W | 94 lm/W | 50 or 60 Hz | 830 warm white | 680 lumen |  | 7.2 W | 0.9 | [5 empty] | https://www.lighting.philips.com/link/911401897582_EU/prd/aa/en
FP-911401897682 | RS151B LED6-WB-/840 D78 PSR PI6 WH | 911401897682 | 2021-09-02 00:00:00 |  |  | IP20/44 ¦ Finger-protected; wire-protected, splash-proof |  |  |  | 4000 K |  |  |  |  | Yes | [8 empty] | 0 to +35 °C |  | - W | 120 degree(s) | [5 empty] | Cable 0.25 m with connector 3-pole | Yes | Push-in connector 3-pole | No | Phase-cut dim |  | Yes | Power supply unit regulating |  |  | ENEC mark |  | Steel |  | For mounting on normally flammable surfaces |  | Temperature 650 °C, duration 30 s | Aluminum die-cast | IP20/44 ¦ Finger-protected; wire-protected, splash-proof | (0.38, 0.38) SDCM <lt/>5 |  | 220 to 240 V | 2.5 A | 0.1 ms |  |  | Yes | 38° | +/-10% |  | 10% (depends on dimmer, ELV) | IK03 ¦ 0.3 J |  |  |  |  | 1 unit |  | 40 | Polycarbonate | Wide beam |  | - | Polycarbonate |  |  | 95 mm | 60 mm | [6 empty] | +/-10% | Safety class II | - |  | No |  | 21 |  |  | 5 years |  | ADAM-20170630154524000 | https://www.assets.signify.com/is/image/Signify/890497e423ab41d68b49a7a200e252ae | ADAM-49a14ad66f6348fcbd30ae7c0005590f | https://www.assets.signify.com/is/content/Signify/fp911401897682-pss-global |  |  | ADAM-57d9d50faea2489a9080ae5b00e6a9e2 | https://www.assets.signify.com/is/image/Signify/733020928a76458bb732ae5b00e6ad76 | ADAM-76953df8f56f42daade8ae6f007255d0 | https://www.assets.signify.com/is/content/Signify/7133e57f49c74a36acb9ae6f00726dae |  |  |  |  | ADAM-e8e58f5d16214bec814cae9500163510 | https://www.docs.signify.com/assets/ies/_rs151bled6s840wbd78psr.ies | [14 empty] | ADAM-292b41c77f6445e79bfcae9500163389 | https://www.docs.signify.com/assets/emd/_rs151bled6s840wbd78psr.ldt | [6 empty] | 70 |  |  | 720 lumen | White |  | <gt/>80 | 4000 K | 7.2 W | 100 lm/W | 50 or 60 Hz | 840 neutral white | 720 lumen |  | 7.2 W | 0.9 | [5 empty] | https://www.lighting.philips.com/link/911401897682_EU/prd/aa/en
FP-911401897782 | RS151B LED6-WB-/840 D78 PSR PI6 ALU | 911401897782 | 2021-09-02 00:00:00 |  |  | IP20/44 ¦ Finger-protected; wire-protected, splash-proof |  |  |  | 4000 K |  |  |  |  | Yes | [8 empty] | 0 to +35 °C |  | - W | 120 degree(s) | [5 empty] | Cable 0.25 m with connector 3-pole | Yes | Push-in connector 3-pole | No | Phase-cut dim |  | Yes | Power supply unit regulating |  |  | ENEC mark |  | Steel |  | For mounting on normally flammable surfaces |  | Temperature 650 °C, duration 30 s | Aluminum die-cast | IP20/44 ¦ Finger-protected; wire-protected, splash-proof | (0.38, 0.38) SDCM <lt/>5 |  | 220 to 240 V | 2.5 A | 0.1 ms |  |  | Yes | 38° | +/-10% |  | 10% (depends on dimmer, ELV) | IK03 ¦ 0.3 J |  |  |  |  | 1 unit |  | 40 | Polycarbonate | Wide beam |  | - | Polycarbonate |  |  | 95 mm | 60 mm | [6 empty] | +/-10% | Safety class II | - |  | No |  | 21 |  |  | 5 years |  | ADAM-20171115170435350 | https://www.assets.signify.com/is/image/Signify/57f0040cb4314a35a9dba82c0108eeb5 | ADAM-884c9ebcc67d45268bf8ae7c000370e2 | https://www.assets.signify.com/is/content/Signify/fp911401897782-pss-global |  |  | ADAM-57d9d50faea2489a9080ae5b00e6a9e2 | https://www.assets.signify.com/is/image/Signify/733020928a76458bb732ae5b00e6ad76 | ADAM-76953df8f56f42daade8ae6f007255d0 | https://www.assets.signify.com/is/content/Signify/7133e57f49c74a36acb9ae6f00726dae |  |  |  |  | ADAM-e8e58f5d16214bec814cae9500163510 | https://www.docs.signify.com/assets/ies/_rs151bled6s840wbd78psr.ies | [14 empty] | ADAM-292b41c77f6445e79bfcae9500163389 | https://www.docs.signify.com/assets/emd/_rs151bled6s840wbd78psr.ldt | [6 empty] | 70 |  |  | 720 lumen | Aluminum |  | <gt/>80 | 4000 K | 7.2 W | 100 lm/W | 50 or 60 Hz | 840 neutral white | 720 lumen |  | 7.2 W | 0.9 | [5 empty] | https://www.lighting.philips.com/link/911401897782_EU/prd/aa/en
FP-911401897882 | RS151B LED6-WB-/827 D78 PSR PI6 ALU | 911401897882 | 2021-09-02 00:00:00 |  |  | IP20/44 ¦ Finger-protected; wire-protected, splash-proof |  |  |  | 2700 K |  |  |  |  | Yes | [8 empty] | 0 to +35 °C |  | - W | 120 degree(s) | [5 empty] | Cable 0.25 m with connector 3-pole | Yes | Push-in connector 3-pole | No | Phase-cut dim |  | Yes | Power supply unit regulating |  |  | ENEC mark |  | Steel |  | For mounting on normally flammable surfaces |  | Temperature 650 °C, duration 30 s | Aluminum die-cast | IP20/44 ¦ Finger-protected; wire-protected, splash-proof | (0.46, 0.41) SDCM <lt/>5 |  | 220 to 240 V | 2.5 A | 0.1 ms |  |  | Yes | 38° | +/-10% |  | 10% (depends on dimmer, ELV) | IK03 ¦ 0.3 J |  |  |  |  | 1 unit |  | 40 | Polycarbonate | Wide beam |  | - | Polycarbonate |  |  | 95 mm | 60 mm | [6 empty] | +/-10% | Safety class II | - |  | No |  | 21 |  |  | 5 years |  | ADAM-20171115170435350 | https://www.assets.signify.com/is/image/Signify/57f0040cb4314a35a9dba82c0108eeb5 | ADAM-65fc50d0cfb84f8aa833ae7b018221fb | https://www.assets.signify.com/is/content/Signify/fp911401897882-pss-global |  |  | ADAM-57d9d50faea2489a9080ae5b00e6a9e2 | https://www.assets.signify.com/is/image/Signify/733020928a76458bb732ae5b00e6ad76 | ADAM-76953df8f56f42daade8ae6f007255d0 | https://www.assets.signify.com/is/content/Signify/7133e57f49c74a36acb9ae6f00726dae |  |  |  |  | ADAM-07d74e711b814be69d72ae95001623cb | https://www.docs.signify.com/assets/ies/_rs151bled6s827wbd78psr.ies | [14 empty] | ADAM-de6203e532544e819ee3ae95001621a8 | https://www.docs.signify.com/assets/emd/_rs151bled6s827wbd78psr.ldt | [6 empty] | 70 |  |  | 660 lumen | Aluminum |  | <gt/>80 | 2700 K | 7.2 W | 90 lm/W | 50 or 60 Hz | 827 warm white | 660 lumen |  | 7.2 W | 0.9 | [5 empty] | https://www.lighting.philips.com/link/911401897882_EU/prd/aa/en
FP-911401897982 | RS151B LED9-WB-/830 D78 PSR PI6 WH | 911401897982 | 2021-09-02 00:00:00 |  |  | IP20/44 ¦ Finger-protected; wire-protected, splash-proof |  |  |  | 3000 K |  |  |  |  | Yes | [8 empty] | 0 to +35 °C |  | - W | 120 degree(s) | [5 empty] | Cable 0.25 m with connector 3-pole | Yes | Push-in connector 3-pole | No | Phase-cut dim |  | Yes | Power supply unit regulating |  |  | ENEC mark |  | Steel |  | For mounting on normally flammable surfaces |  | Temperature 650 °C, duration 30 s | Aluminum die-cast | IP20/44 ¦ Finger-protected; wire-protected, splash-proof | (0.43, 0.40) SDCM <lt/>5 |  | 220 to 240 V | 2.5 A | 0.1 ms |  |  | Yes | 38° | +/-10% |  | 10% (depends on dimmer, ELV) | IK03 ¦ 0.3 J |  |  |  |  | 1 unit |  | 40 | Polycarbonate | Wide beam |  | - | Polycarbonate |  |  | 95 mm | 60 mm | [6 empty] | +/-10% | Safety class II | - |  | No |  | 22 |  |  | 5 years |  | ADAM-20170630154524000 | https://www.assets.signify.com/is/image/Signify/890497e423ab41d68b49a7a200e252ae | ADAM-39649171caa7497cb488ae7c00044e86 | https://www.assets.signify.com/is/content/Signify/fp911401897982-pss-global |  |  | ADAM-57d9d50faea2489a9080ae5b00e6a9e2 | https://www.assets.signify.com/is/image/Signify/733020928a76458bb732ae5b00e6ad76 | ADAM-76953df8f56f42daade8ae6f007255d0 | https://www.assets.signify.com/is/content/Signify/7133e57f49c74a36acb9ae6f00726dae |  |  |  |  | ADAM-34f1562e17ab48ce893fae9500163e62 | https://www.docs.signify.com/assets/ies/_rs151bled9s830wbd78psr.ies | [14 empty] | ADAM-1d05da8fe8c74eeb9ae3ae9500163c78 | https://www.docs.signify.com/assets/emd/_rs151bled9s830wbd78psr.ldt | [6 empty] | 70 |  |  | 900 lumen | White |  | <gt/>80 | 3000 K | 10.2 W | 88 lm/W | 50 or 60 Hz | 830 warm white | 900 lumen |  | 10.2 W | 0.9 | [5 empty] | https://www.lighting.philips.com/link/911401897982_EU/prd/aa/en
FP-911401898082 | RS151B LED9-WB-/830 D78 PSR PI6 ALU | 911401898082 | 2021-09-02 00:00:00 |  |  | IP20/44 ¦ Finger-protected; wire-protected, splash-proof |  |  |  | 3000 K |  |  |  |  | Yes | [8 empty] | 0 to +35 °C |  | - W | 120 degree(s) | [5 empty] | Cable 0.25 m with connector 3-pole | Yes | Push-in connector 3-pole | No | Phase-cut dim |  | Yes | Power supply unit regulating |  |  | ENEC mark |  | Steel |  | For mounting on normally flammable surfaces |  | Temperature 650 °C, duration 30 s | Aluminum die-cast | IP20/44 ¦ Finger-protected; wire-protected, splash-proof | (0.43, 0.40) SDCM <lt/>5 |  | 220 to 240 V | 2.5 A | 0.1 ms |  |  | Yes | 38° | +/-10% |  | 10% (depends on dimmer, ELV) | IK03 ¦ 0.3 J |  |  |  |  | 1 unit |  | 40 | Polycarbonate | Wide beam |  | - | Polycarbonate |  |  | 95 mm | 60 mm | [6 empty] | +/-10% | Safety class II | - |  | No |  | 22 |  |  | 5 years |  | ADAM-20171115170435350 | https://www.assets.signify.com/is/image/Signify/57f0040cb4314a35a9dba82c0108eeb5 | ADAM-b9e902cb230c4e84b50bae7b01894fbd | https://www.assets.signify.com/is/content/Signify/fp911401898082-pss-global |  |  | ADAM-57d9d50faea2489a9080ae5b00e6a9e2 | https://www.assets.signify.com/is/image/Signify/733020928a76458bb732ae5b00e6ad76 | ADAM-76953df8f56f42daade8ae6f007255d0 | https://www.assets.signify.com/is/content/Signify/7133e57f49c74a36acb9ae6f00726dae |  |  |  |  | ADAM-34f1562e17ab48ce893fae9500163e62 | https://www.docs.signify.com/assets/ies/_rs151bled9s830wbd78psr.ies | [14 empty] | ADAM-1d05da8fe8c74eeb9ae3ae9500163c78 | https://www.docs.signify.com/assets/emd/_rs151bled9s830wbd78psr.ldt | [6 empty] | 70 |  |  | 900 lumen | Aluminum |  | <gt/>80 | 3000 K | 10.2 W | 88 lm/W | 50 or 60 Hz | 830 warm white | 900 lumen |  | 10.2 W | 0.9 | [5 empty] | https://www.lighting.philips.com/link/911401898082_EU/prd/aa/en
FP-911401898182 | RS151B LED9-WB-/840 D78 PSR PI6 WH | 911401898182 | 2021-09-02 00:00:00 |  |  | IP20/44 ¦ Finger-protected; wire-protected, splash-proof |  |  |  | 4000 K |  |  |  |  | Yes | [8 empty] | 0 to +35 °C |  | - W | 120 degree(s) | [5 empty] | Cable 0.25 m with connector 3-pole | Yes | Push-in connector 3-pole | No | Phase-cut dim |  | Yes | Power supply unit regulating |  |  | ENEC mark |  | Steel |  | For mounting on normally flammable surfaces |  | Temperature 650 °C, duration 30 s | Aluminum die-cast | IP20/44 ¦ Finger-protected; wire-protected, splash-proof | (0.38, 0.38) SDCM <lt/>5 |  | 220 to 240 V | 2.5 A | 0.1 ms |  |  | Yes | 38° | +/-10% |  | 10% (depends on dimmer, ELV) | IK03 ¦ 0.3 J |  |  |  |  | 1 unit |  | 40 | Polycarbonate | Wide beam |  | - | Polycarbonate |  |  | 95 mm | 60 mm | [6 empty] | +/-10% | Safety class II | - |  | No |  | 22 |  |  | 5 years |  | ADAM-20170630154524000 | https://www.assets.signify.com/is/image/Signify/890497e423ab41d68b49a7a200e252ae | ADAM-4672b142647f4f8dac57ae7c0009cac6 | https://www.assets.signify.com/is/content/Signify/fp911401898182-pss-global |  |  | ADAM-57d9d50faea2489a9080ae5b00e6a9e2 | https://www.assets.signify.com/is/image/Signify/733020928a76458bb732ae5b00e6ad76 | ADAM-76953df8f56f42daade8ae6f007255d0 | https://www.assets.signify.com/is/content/Signify/7133e57f49c74a36acb9ae6f00726dae |  |  |  |  | ADAM-b2de4485ba97443ba1f2ae9500164859 | https://www.docs.signify.com/assets/ies/_rs151bled9s840wbd78psr.ies | [14 empty] | ADAM-99fa71b259a44a10b6afae95001644b5 | https://www.docs.signify.com/assets/emd/_rs151bled9s840wbd78psr.ldt | [6 empty] | 70 |  |  | 950 lumen | White |  | <gt/>80 | 4000 K | 10.2 W | 93 lm/W | 50 or 60 Hz | 840 neutral white | 950 lumen |  | 10.2 W | 0.9 | [5 empty] | https://www.lighting.philips.com/link/911401898182_EU/prd/aa/en
FP-911401898282 | RS151B LED12-WB-/830 D78 PSR PI6 WH | 911401898282 | 2021-09-02 00:00:00 |  |  | IP20/44 ¦ Finger-protected; wire-protected, splash-proof |  |  |  | 3000 K |  |  |  |  | Yes | [8 empty] | 0 to +35 °C |  | - W | 120 degree(s) | [5 empty] | Cable 0.25 m with connector 3-pole | Yes | Push-in connector 3-pole | No | Phase-cut dim |  | Yes | Power supply unit regulating external |  |  | ENEC mark |  | Steel |  | For mounting on normally flammable surfaces |  | Temperature 650 °C, duration 30 s | Aluminum die-cast | IP20/44 ¦ Finger-protected; wire-protected, splash-proof | (0.43, 0.40) SDCM <lt/>5 |  | 220 to 240 V | 3.5 A | 0.1 ms |  |  | Yes | 38° | +/-10% |  | 10% (depends on dimmer, ELV) | IK03 ¦ 0.3 J |  |  |  |  | 1 unit |  | 40 | Polycarbonate | Wide beam |  | - | Polycarbonate |  |  | 95 mm | 60 mm | [6 empty] | +/-10% | Safety class II | - |  | No |  | 24 |  |  | 5 years |  | ADAM-20170630154524000 | https://www.assets.signify.com/is/image/Signify/890497e423ab41d68b49a7a200e252ae | ADAM-23d5da32d0404423895bae7b018a2102 | https://www.assets.signify.com/is/content/Signify/fp911401898282-pss-global |  |  | ADAM-494b30b177414b46a689ae5b00e6b202 | https://www.assets.signify.com/is/image/Signify/b4d949e950a7484695f9ae5b00e6bb17 | ADAM-3cc85f2c3ead4b13b335ae6f00727a81 | https://www.assets.signify.com/is/content/Signify/bb56ac80a7534aaba543ae6f00728167 |  |  |  |  | ADAM-bef7c9431313415dab81ae9500165260 | https://www.docs.signify.com/assets/ies/_rs151bled12s830wbd78psr.ies | [14 empty] | ADAM-7614cf1b7b2b47d58028ae950016508e | https://www.docs.signify.com/assets/emd/_rs151bled12s830wbd78psr.ldt | [6 empty] | 70 |  |  | 1280 lumen | White |  | <gt/>80 | 3000 K | 12.3 W | 104 lm/W | 50 or 60 Hz | 830 warm white | 1280 lumen |  | 12.3 W | 0.9 | [5 empty] | https://www.lighting.philips.com/link/911401898282_EU/prd/aa/en
FP-911401898382 | RS151B LED12-WB-/830 D78 PSR PI6 ALU | 911401898382 | 2021-09-02 00:00:00 |  |  | IP20/44 ¦ Finger-protected; wire-protected, splash-proof |  |  |  | 3000 K |  |  |  |  | Yes | [8 empty] | 0 to +35 °C |  | - W | 120 degree(s) | [5 empty] | Cable 0.25 m with connector 3-pole | Yes | Push-in connector 3-pole | No | Phase-cut dim |  | Yes | Power supply unit regulating external |  |  | ENEC mark |  | Steel |  | For mounting on normally flammable surfaces |  | Temperature 650 °C, duration 30 s | Aluminum die-cast | IP20/44 ¦ Finger-protected; wire-protected, splash-proof | (0.43, 0.40) SDCM <lt/>5 |  | 220 to 240 V | 3.5 A | 0.1 ms |  |  | Yes | 38° | +/-10% |  | 10% (depends on dimmer, ELV) | IK03 ¦ 0.3 J |  |  |  |  | 1 unit |  | 40 | Polycarbonate | Wide beam |  | - | Polycarbonate |  |  | 95 mm | 60 mm | [6 empty] | +/-10% | Safety class II | - |  | No |  | 24 |  |  | 5 years |  | ADAM-20171115170435350 | https://www.assets.signify.com/is/image/Signify/57f0040cb4314a35a9dba82c0108eeb5 | ADAM-b2f99e1dd56c4ac48ecaae7c00057d6a | https://www.assets.signify.com/is/content/Signify/fp911401898382-pss-global |  |  | ADAM-494b30b177414b46a689ae5b00e6b202 | https://www.assets.signify.com/is/image/Signify/b4d949e950a7484695f9ae5b00e6bb17 | ADAM-3cc85f2c3ead4b13b335ae6f00727a81 | https://www.assets.signify.com/is/content/Signify/bb56ac80a7534aaba543ae6f00728167 |  |  |  |  | ADAM-bef7c9431313415dab81ae9500165260 | https://www.docs.signify.com/assets/ies/_rs151bled12s830wbd78psr.ies | [14 empty] | ADAM-7614cf1b7b2b47d58028ae950016508e | https://www.docs.signify.com/assets/emd/_rs151bled12s830wbd78psr.ldt | [6 empty] | 70 |  |  | 1280 lumen | Aluminum |  | <gt/>80 | 3000 K | 12.3 W | 104 lm/W | 50 or 60 Hz | 830 warm white | 1280 lumen |  | 12.3 W | 0.9 | [5 empty] | https://www.lighting.philips.com/link/911401898382_EU/prd/aa/en
FP-911401898482 | RS151B LED12-WB-/840 D78 PSR PI6 WH | 911401898482 | 2021-09-02 00:00:00 |  |  | IP20/44 ¦ Finger-protected; wire-protected, splash-proof |  |  |  | 4000 K |  |  |  |  | Yes | [8 empty] | 0 to +35 °C |  | - W | 120 degree(s) | [5 empty] | Cable 0.25 m with connector 3-pole | Yes | Push-in connector 3-pole | No | Phase-cut dim |  | Yes | Power supply unit regulating external |  |  | ENEC mark |  | Steel |  | For mounting on normally flammable surfaces |  | Temperature 650 °C, duration 30 s | Aluminum die-cast | IP20/44 ¦ Finger-protected; wire-protected, splash-proof | (0.38, 0.38) SDCM <lt/>5 |  | 220 to 240 V | 3.5 A | 0.1 ms |  |  | Yes | 38° | +/-10% |  | 10% (depends on dimmer, ELV) | IK03 ¦ 0.3 J |  |  |  |  | 1 unit |  | 40 | Polycarbonate | Wide beam |  | - | Polycarbonate |  |  | 95 mm | 60 mm | [6 empty] | +/-10% | Safety class II | - |  | No |  | 24 |  |  | 5 years |  | ADAM-20170630154524000 | https://www.assets.signify.com/is/image/Signify/890497e423ab41d68b49a7a200e252ae | ADAM-66fcb473516140fa8245ae7c00080d20 | https://www.assets.signify.com/is/content/Signify/fp911401898482-pss-global |  |  | ADAM-494b30b177414b46a689ae5b00e6b202 | https://www.assets.signify.com/is/image/Signify/b4d949e950a7484695f9ae5b00e6bb17 | ADAM-3cc85f2c3ead4b13b335ae6f00727a81 | https://www.assets.signify.com/is/content/Signify/bb56ac80a7534aaba543ae6f00728167 | [28 empty] | 70 |  |  | 1320 lumen | White |  | <gt/>80 | 4000 K | 12.3 W | 107 lm/W | 50 or 60 Hz | 840 neutral white | 1320 lumen |  | 12.3 W | 0.9 | [5 empty] | https://www.lighting.philips.com/link/911401898482_EU/prd/aa/en
FP-911401898582 | RS151B LED12-WB-/830 D78 WIA PI6 WH | 911401898582 | 2021-12-23 00:00:00 |  |  | IP20/44 ¦ Finger-protected; wire-protected, splash-proof |  |  |  | 3000 K |  |  |  |  | Yes | [8 empty] | 0 to +35 °C |  | - W | 120 degree(s) | [5 empty] | Cable 0.25 m with connector 3-pole | Yes | Push-in connector 3-pole | No | Wireless |  | Yes | Wireless driver Interact System ready external |  |  | ENEC mark |  | Steel |  | For mounting on normally flammable surfaces |  | Temperature 650 °C, duration 30 s | Aluminum die-cast | IP20/44 ¦ Finger-protected; wire-protected, splash-proof | (0.43, 0.40) SDCM <lt/>5 |  | 220 to 240 V | 4.9 A | 0.056 ms |  |  | Yes | 38° | +/-10% |  | 10% (depends on dimmer, ELV) | IK03 ¦ 0.3 J |  |  |  |  | 1 unit |  | 24 | Polycarbonate | Wide beam |  | - | Polycarbonate |  |  | 95 mm | 60 mm | [6 empty] | +/-10% | Safety class II | - |  | No |  | 24 |  |  | 5 years |  | ADAM-20170630154524000 | https://www.assets.signify.com/is/image/Signify/890497e423ab41d68b49a7a200e252ae | ADAM-2e4dc0cc2dfc4a60b7e2ae7c0009e736 | https://www.assets.signify.com/is/content/Signify/fp911401898582-pss-global |  |  | ADAM-e0f7d03fc99f4d729a3fae5b00e6c0a9 | https://www.assets.signify.com/is/image/Signify/a15321d0835d49d5bc05ae5b00e6c491 | ADAM-98a3a488b59e42f582c1ae6f00729619 | https://www.assets.signify.com/is/content/Signify/3070aac0b2324eb08dc4ae6f0072ab89 |  |  |  |  | ADAM-f27555d072d14033bdfbae95001663d3 | https://www.docs.signify.com/assets/ies/_rs151bled12s830wbd78wia.ies | [14 empty] | ADAM-4402c275636b4dbfa1a4ae950016629c | https://www.docs.signify.com/assets/emd/_rs151bled12s830wbd78wia.ldt | [6 empty] | 70 |  |  | 1280 lumen | White |  | <gt/>80 | 3000 K | 12 W | 106 lm/W | 50 or 60 Hz | 830 warm white | 1280 lumen |  | 12 W | 0.9 | [5 empty] | https://www.lighting.philips.com/link/911401898582_EU/prd/aa/en
FP-911401898682 | RS151B LED12-WB-/840 D78 WIA PI6 WH | 911401898682 | 2021-12-23 00:00:00 |  |  | IP20/44 ¦ Finger-protected; wire-protected, splash-proof |  |  |  | 4000 K |  |  |  |  | Yes | [8 empty] | 0 to +35 °C |  | - W | 120 degree(s) | [5 empty] | Cable 0.25 m with connector 3-pole | Yes | Push-in connector 3-pole | No | Wireless |  | Yes | Wireless driver Interact System ready external |  |  | ENEC mark |  | Steel |  | For mounting on normally flammable surfaces |  | Temperature 650 °C, duration 30 s | Aluminum die-cast | IP20/44 ¦ Finger-protected; wire-protected, splash-proof | (0.38, 0.38) SDCM <lt/>5 |  | 220 to 240 V | 4.9 A | 0.056 ms |  |  | Yes | 38° | +/-10% |  | 10% (depends on dimmer, ELV) | IK03 ¦ 0.3 J |  |  |  |  | 1 unit |  | 24 | Polycarbonate | Wide beam |  | - | Polycarbonate |  |  | 95 mm | 60 mm | [6 empty] | +/-10% | Safety class II | - |  | No |  | 24 |  |  | 5 years |  | ADAM-20170630154524000 | https://www.assets.signify.com/is/image/Signify/890497e423ab41d68b49a7a200e252ae | ADAM-b0de57abf8804c29b403ae7c000ae8e9 | https://www.assets.signify.com/is/content/Signify/fp911401898682-pss-global |  |  | ADAM-e0f7d03fc99f4d729a3fae5b00e6c0a9 | https://www.assets.signify.com/is/image/Signify/a15321d0835d49d5bc05ae5b00e6c491 | ADAM-98a3a488b59e42f582c1ae6f00729619 | https://www.assets.signify.com/is/content/Signify/3070aac0b2324eb08dc4ae6f0072ab89 | [28 empty] | 70 |  |  | 1320 lumen | White |  | <gt/>80 | 4000 K | 12 W | 110 lm/W | 50 or 60 Hz | 840 neutral white | 1320 lumen |  | 12 W | 0.9 | [5 empty] | https://www.lighting.philips.com/link/911401898682_EU/prd/aa/en
FP-911401898782 | RS151B LED12-WB-/830 D78 PSD PI10 WH | 911401898782 | 2021-12-23 00:00:00 |  |  | IP20/44 ¦ Finger-protected; wire-protected, splash-proof |  |  |  | 3000 K |  |  |  |  | Yes | [8 empty] | 0 to +35 °C |  | - W | 120 degree(s) | [5 empty] | Cable 0.25 m with connector 5-pole | Yes | Push-in connector 5-pole | No | DALI |  | Yes | Power supply unit with DALI interface external |  |  | ENEC mark |  | Steel |  | For mounting on normally flammable surfaces |  | Temperature 650 °C, duration 30 s | Aluminum die-cast | IP20/44 ¦ Finger-protected; wire-protected, splash-proof | (0.43, 0.40) SDCM <lt/>5 |  | 220 to 240 V | 60 A | 0.12 ms |  |  | Yes | 38° | +/-10% |  | 10% (depends on dimmer, ELV) | IK03 ¦ 0.3 J |  |  |  |  | 1 unit |  | 20 | Polycarbonate | Wide beam |  | - | Polycarbonate |  |  | 95 mm | 60 mm | [6 empty] | +/-10% | Safety class II | - |  | No |  | 24 |  |  | 5 years |  | ADAM-20171115170435350 | https://www.assets.signify.com/is/image/Signify/57f0040cb4314a35a9dba82c0108eeb5 | ADAM-a492955486af4dcfb1c7ae7c00093e24 | https://www.assets.signify.com/is/content/Signify/fp911401898782-pss-global |  |  | ADAM-121aa900e964447ead4aae5b00e6ce20 | https://www.assets.signify.com/is/image/Signify/8bbbf1359ce14acf86faae5b00e6d58a | ADAM-44aaf5cb0fc44b7e89aeae6f0072bcd2 | https://www.assets.signify.com/is/content/Signify/4d6674b4d3674aa1ab62ae6f0072d59d |  |  |  |  | ADAM-5563b2374ec5443692bfae9500165cb5 | https://www.docs.signify.com/assets/ies/_rs151bled12s830wbd78psd.ies | [14 empty] | ADAM-0db2880dcde84066a938ae9500165a7d | https://www.docs.signify.com/assets/emd/_rs151bled12s830wbd78psd.ldt | [6 empty] | 70 |  |  | 1280 lumen | White |  | <gt/>80 | 3000 K | 12.3 W | 104 lm/W | 50 or 60 Hz | 830 warm white | 1280 lumen |  | 12.3 W | 0.9 | [5 empty] | https://www.lighting.philips.com/link/911401898782_EU/prd/aa/en
FP-911401898882 | RS151B LED12-WB-/840 D78 PSD PI10 WH | 911401898882 | 2021-12-23 00:00:00 |  |  | IP20/44 ¦ Finger-protected; wire-protected, splash-proof |  |  |  | 4000 K |  |  |  |  | Yes | [8 empty] | 0 to +35 °C |  | - W | 120 degree(s) | [5 empty] | Cable 0.25 m with connector 5-pole | Yes | Push-in connector 5-pole | No | DALI |  | Yes | Power supply unit with DALI interface external |  |  | ENEC mark |  | Steel |  | For mounting on normally flammable surfaces |  | Temperature 650 °C, duration 30 s | Aluminum die-cast | IP20/44 ¦ Finger-protected; wire-protected, splash-proof | (0.38, 0.38) SDCM <lt/>5 |  | 220 to 240 V | 60 A | 0.12 ms |  |  | Yes | 38° | +/-10% |  | 10% (depends on dimmer, ELV) | IK03 ¦ 0.3 J |  |  |  |  | 1 unit |  | 20 | Polycarbonate | Wide beam |  | - | Polycarbonate |  |  | 95 mm | 60 mm | [6 empty] | +/-10% | Safety class II | - |  | No |  | 24 |  |  | 5 years |  | ADAM-20170630154524000 | https://www.assets.signify.com/is/image/Signify/890497e423ab41d68b49a7a200e252ae | ADAM-7e5294faf6cf46a0a015ae7c000bd934 | https://www.assets.signify.com/is/content/Signify/fp911401898882-pss-global |  |  | ADAM-121aa900e964447ead4aae5b00e6ce20 | https://www.assets.signify.com/is/image/Signify/8bbbf1359ce14acf86faae5b00e6d58a | ADAM-44aaf5cb0fc44b7e89aeae6f0072bcd2 | https://www.assets.signify.com/is/content/Signify/4d6674b4d3674aa1ab62ae6f0072d59d | [28 empty] | 70 |  |  | 1320 lumen | White |  | <gt/>80 | 4000 K | 12.3 W | 107 lm/W | 50 or 60 Hz | 840 neutral white | 1320 lumen |  | 12.3 W | 0.9 | [5 empty] | https://www.lighting.philips.com/link/911401898882_EU/prd/aa/en
FP-911401898982 | RS150B LED6-WB-/830 D78 PSR PI6 WH | 911401898982 | 2021-09-02 00:00:00 |  |  | IP20/54 ¦ Finger-protected; dust accumulation-protected, splash-proof |  |  |  | 3000 K |  |  |  |  | Yes | [8 empty] | 0 to +35 °C |  | - W | 120 degree(s) | [5 empty] | Cable 0.25 m with connector 3-pole | Yes | Push-in connector 3-pole | No | Phase-cut dim |  | Yes | Power supply unit regulating |  |  | ENEC mark |  | Steel |  | For mounting on normally flammable surfaces |  | Temperature 650 °C, duration 30 s | Aluminum die-cast | IP20/54 ¦ Finger-protected; dust accumulation-protected, splash-proof | (0.43, 0.40) SDCM <lt/>5 |  | 220 to 240 V | 2.5 A | 0.1 ms |  |  | Yes | 38° | +/-10% |  | 10% (depends on dimmer, ELV) | IK03 ¦ 0.3 J |  |  |  |  | 1 unit |  | 40 | Polycarbonate | Wide beam |  | - | Polycarbonate |  |  | 95 mm | 60 mm | [6 empty] | +/-10% | Safety class II | - |  | No |  | 21 |  |  | 5 years |  | ADAM-20170630154521355 | https://www.assets.signify.com/is/image/PhilipsLighting/4e11ec725ed54b25a407a7a200e2423e | ADAM-3b3e6cbba1a54078bd73ae7b0183180d | https://www.assets.signify.com/is/content/Signify/fp911401898982-pss-global |  |  | ADAM-324abd87df134bc5bd14ae5b00e69526 | https://www.assets.signify.com/is/image/Signify/3ec842a71aeb4ee6b49fae5b00e6994f | ADAM-76953df8f56f42daade8ae6f007255d0 | https://www.assets.signify.com/is/content/Signify/7133e57f49c74a36acb9ae6f00726dae |  |  |  |  | ADAM-7bb0aa6c9fbe478aaf20ae950015da5e | https://www.docs.signify.com/assets/ies/_rs150bled6s830wbd78psr.ies | [14 empty] | ADAM-3a449581a56445beb102ae950015d880 | https://www.docs.signify.com/assets/emd/_rs150bled6s830wbd78psr.ldt | [6 empty] | 70 |  |  | 680 lumen | White |  | <gt/>80 | 3000 K | 7.2 W | 94 lm/W | 50 or 60 Hz | 830 warm white | 680 lumen |  | 7.2 W | 0.9 | [5 empty] | https://www.lighting.philips.com/link/911401898982_EU/prd/aa/en
FP-911401899082 | RS150B LED6-WB-/840 D78 PSR PI6 WH | 911401899082 | 2021-09-02 00:00:00 |  |  | IP20/54 ¦ Finger-protected; dust accumulation-protected, splash-proof |  |  |  | 4000 K |  |  |  |  | Yes | [8 empty] | 0 to +35 °C |  | - W | 120 degree(s) | [5 empty] | Cable 0.25 m with connector 3-pole | Yes | Push-in connector 3-pole | No | Phase-cut dim |  | Yes | Power supply unit regulating |  |  | ENEC mark |  | Steel |  | For mounting on normally flammable surfaces |  | Temperature 650 °C, duration 30 s | Aluminum die-cast | IP20/54 ¦ Finger-protected; dust accumulation-protected, splash-proof | (0.38, 0.38) SDCM <lt/>5 |  | 220 to 240 V | 2.5 A | 0.1 ms |  |  | Yes | 38° | +/-10% |  | 10% (depends on dimmer, ELV) | IK03 ¦ 0.3 J |  |  |  |  | 1 unit |  | 40 | Polycarbonate | Wide beam |  | - | Polycarbonate |  |  | 95 mm | 60 mm | [6 empty] | +/-10% | Safety class II | - |  | No |  | 21 |  |  | 5 years |  | ADAM-20170630154521355 | https://www.assets.signify.com/is/image/PhilipsLighting/4e11ec725ed54b25a407a7a200e2423e | ADAM-64943231336647f5bff9ae7b0187aeaa | https://www.assets.signify.com/is/content/Signify/fp911401899082-pss-global |  |  | ADAM-324abd87df134bc5bd14ae5b00e69526 | https://www.assets.signify.com/is/image/Signify/3ec842a71aeb4ee6b49fae5b00e6994f | ADAM-76953df8f56f42daade8ae6f007255d0 | https://www.assets.signify.com/is/content/Signify/7133e57f49c74a36acb9ae6f00726dae |  |  |  |  | ADAM-6056ea360d1b4f1aadf7ae950015e4e9 | https://www.docs.signify.com/assets/ies/_rs150bled6s840wbd78psr.ies | [14 empty] | ADAM-eef4ef3b1ec346a9809fae950015e25d | https://www.docs.signify.com/assets/emd/_rs150bled6s840wbd78psr.ldt | [6 empty] | 70 |  |  | 720 lumen | White |  | <gt/>80 | 4000 K | 7.2 W | 100 lm/W | 50 or 60 Hz | 840 neutral white | 720 lumen |  | 7.2 W | 0.9 | [5 empty] | https://www.lighting.philips.com/link/911401899082_EU/prd/aa/en
FP-911401899182 | RS150B LED9-WB-/830 D78 PSR PI6 WH | 911401899182 | 2021-09-02 00:00:00 |  |  | IP20/54 ¦ Finger-protected; dust accumulation-protected, splash-proof |  |  |  | 3000 K |  |  |  |  | Yes | [8 empty] | 0 to +35 °C |  | - W | 120 degree(s) | [5 empty] | Cable 0.25 m with connector 3-pole | Yes | Push-in connector 3-pole | No | Phase-cut dim |  | Yes | Power supply unit regulating |  |  | ENEC mark |  | Steel |  | For mounting on normally flammable surfaces |  | Temperature 650 °C, duration 30 s | Aluminum die-cast | IP20/54 ¦ Finger-protected; dust accumulation-protected, splash-proof | (0.43, 0.40) SDCM <lt/>5 |  | 220 to 240 V | 2.5 A | 0.1 ms |  |  | Yes | 38° | +/-10% |  | 10% (depends on dimmer, ELV) | IK03 ¦ 0.3 J |  |  |  |  | 1 unit |  | 40 | Polycarbonate | Wide beam |  | - | Polycarbonate |  |  | 95 mm | 60 mm | [6 empty] | +/-10% | Safety class II | - |  | No |  | 22 |  |  | 5 years |  | ADAM-20170630154521355 | https://www.assets.signify.com/is/image/PhilipsLighting/4e11ec725ed54b25a407a7a200e2423e | ADAM-ff1b4ce6be99457ca481ae7b018529bb | https://www.assets.signify.com/is/content/Signify/fp911401899182-pss-global |  |  | ADAM-324abd87df134bc5bd14ae5b00e69526 | https://www.assets.signify.com/is/image/Signify/3ec842a71aeb4ee6b49fae5b00e6994f | ADAM-76953df8f56f42daade8ae6f007255d0 | https://www.assets.signify.com/is/content/Signify/7133e57f49c74a36acb9ae6f00726dae |  |  |  |  | ADAM-7425ce9e72ca4e7eb72eae950015f072 | https://www.docs.signify.com/assets/ies/_rs150bled9s830wbd78psr.ies | [14 empty] | ADAM-39995f36ef7d40e8b9edae950015ed08 | https://www.docs.signify.com/assets/emd/_rs150bled9s830wbd78psr.ldt | [6 empty] | 70 |  |  | 900 lumen | White |  | <gt/>80 | 3000 K | 10.2 W | 88 lm/W | 50 or 60 Hz | 830 warm white | 900 lumen |  | 10.2 W | 0.9 | [5 empty] | https://www.lighting.philips.com/link/911401899182_EU/prd/aa/en
FP-911401899282 | RS150B LED9-WB-/840 D78 PSR PI6 WH | 911401899282 | 2021-09-02 00:00:00 |  |  | IP20/54 ¦ Finger-protected; dust accumulation-protected, splash-proof |  |  |  | 4000 K |  |  |  |  | Yes | [8 empty] | 0 to +35 °C |  | - W | 120 degree(s) | [5 empty] | Cable 0.25 m with connector 3-pole | Yes | Push-in connector 3-pole | No | Phase-cut dim |  | Yes | Power supply unit regulating |  |  | ENEC mark |  | Steel |  | For mounting on normally flammable surfaces |  | Temperature 650 °C, duration 30 s | Aluminum die-cast | IP20/54 ¦ Finger-protected; dust accumulation-protected, splash-proof | (0.38, 0.38) SDCM <lt/>5 |  | 220 to 240 V | 2.5 A | 0.1 ms |  |  | Yes | 38° | +/-10% |  | 10% (depends on dimmer, ELV) | IK03 ¦ 0.3 J |  |  |  |  | 1 unit |  | 40 | Polycarbonate | Wide beam |  | - | Polycarbonate |  |  | 95 mm | 60 mm | [6 empty] | +/-10% | Safety class II | - |  | No |  | 22 |  |  | 5 years |  | ADAM-20170630154521355 | https://www.assets.signify.com/is/image/PhilipsLighting/4e11ec725ed54b25a407a7a200e2423e | ADAM-1c6ed3db5e5547a085b4ae7b018962b5 | https://www.assets.signify.com/is/content/Signify/fp911401899282-pss-global |  |  | ADAM-324abd87df134bc5bd14ae5b00e69526 | https://www.assets.signify.com/is/image/Signify/3ec842a71aeb4ee6b49fae5b00e6994f | ADAM-76953df8f56f42daade8ae6f007255d0 | https://www.assets.signify.com/is/content/Signify/7133e57f49c74a36acb9ae6f00726dae |  |  |  |  | ADAM-a7572e716e5047749145ae950015fab0 | https://www.docs.signify.com/assets/ies/_rs150bled9s840wbd78psr.ies | [14 empty] | ADAM-509045e028164fa98e19ae950015f7cd | https://www.docs.signify.com/assets/emd/_rs150bled9s840wbd78psr.ldt | [6 empty] | 70 |  |  | 950 lumen | White |  | <gt/>80 | 4000 K | 10.2 W | 93 lm/W | 50 or 60 Hz | 840 neutral white | 950 lumen |  | 10.2 W | 0.9 | [5 empty] | https://www.lighting.philips.com/link/911401899282_EU/prd/aa/en
FP-911401899382 | RS150B LED12-WB-/830 D78 PSR PI6 WH | 911401899382 | 2021-09-02 00:00:00 |  |  | IP20/54 ¦ Finger-protected; dust accumulation-protected, splash-proof |  |  |  | 3000 K |  |  |  |  | Yes | [8 empty] | 0 to +35 °C |  | - W | 120 degree(s) | [5 empty] | Cable 0.25 m with connector 3-pole | Yes | Push-in connector 3-pole | No | Phase-cut dim |  | Yes | Power supply unit regulating external |  |  | ENEC mark |  | Steel |  | For mounting on normally flammable surfaces |  | Temperature 650 °C, duration 30 s | Aluminum die-cast | IP20/54 ¦ Finger-protected; dust accumulation-protected, splash-proof | (0.43, 0.40) SDCM <lt/>5 |  | 220 to 240 V | 3.5 A | 0.1 ms |  |  | Yes | 38° | +/-10% |  | 10% (depends on dimmer, ELV) | IK03 ¦ 0.3 J |  |  |  |  | 1 unit |  | 40 | Polycarbonate | Wide beam |  | - | Polycarbonate |  |  | 95 mm | 60 mm | [6 empty] | +/-10% | Safety class II | - |  | No |  | 24 |  |  | 5 years |  | ADAM-20170630154521355 | https://www.assets.signify.com/is/image/PhilipsLighting/4e11ec725ed54b25a407a7a200e2423e | ADAM-17248a9a471f4330b409ae7b01838592 | https://www.assets.signify.com/is/content/Signify/fp911401899382-pss-global |  |  | ADAM-8d5241c59f774e76b8a8ae5b00e69ff5 | https://www.assets.signify.com/is/image/Signify/efcdbbd83056445faa47ae5b00e6a510 | ADAM-3cc85f2c3ead4b13b335ae6f00727a81 | https://www.assets.signify.com/is/content/Signify/bb56ac80a7534aaba543ae6f00728167 |  |  |  |  | ADAM-84606c4b24d3402b805dae9500160a42 | https://www.docs.signify.com/assets/ies/_rs150bled12s830wbd78psr.ies | [14 empty] | ADAM-1031bd3e8c14498ea0beae95001608bb | https://www.docs.signify.com/assets/emd/_rs150bled12s830wbd78psr.ldt | [6 empty] | 70 |  |  | 1280 lumen | White |  | <gt/>80 | 3000 K | 12.3 W | 104 lm/W | 50 or 60 Hz | 830 warm white | 1280 lumen |  | 12.3 W | 0.9 | [5 empty] | https://www.lighting.philips.com/link/911401899382_EU/prd/aa/en
FP-911401899482 | RS150B LED12-WB-/840 D78 PSR PI6 WH | 911401899482 | 2021-09-02 00:00:00 |  |  | IP20/54 ¦ Finger-protected; dust accumulation-protected, splash-proof |  |  |  | 4000 K |  |  |  |  | Yes | [8 empty] | 0 to +35 °C |  | - W | 120 degree(s) | [5 empty] | Cable 0.25 m with connector 3-pole | Yes | Push-in connector 3-pole | No | Phase-cut dim |  | Yes | Power supply unit regulating external |  |  | ENEC mark |  | Steel |  | For mounting on normally flammable surfaces |  | Temperature 650 °C, duration 30 s | Aluminum die-cast | IP20/54 ¦ Finger-protected; dust accumulation-protected, splash-proof | (0.38, 0.38) SDCM <lt/>5 |  | 220 to 240 V | 3.5 A | 0.1 ms |  |  | Yes | 38° | +/-10% |  | 10% (depends on dimmer, ELV) | IK03 ¦ 0.3 J |  |  |  |  | 1 unit |  | 40 | Polycarbonate | Wide beam |  | - | Polycarbonate |  |  | 95 mm | 60 mm | [6 empty] | +/-10% | Safety class II | - |  | No |  | 24 |  |  | 5 years |  | ADAM-20170630154521355 | https://www.assets.signify.com/is/image/PhilipsLighting/4e11ec725ed54b25a407a7a200e2423e | ADAM-aeddab0fe3d6486dbb56ae7c0004bfe5 | https://www.assets.signify.com/is/content/Signify/fp911401899482-pss-global |  |  | ADAM-8d5241c59f774e76b8a8ae5b00e69ff5 | https://www.assets.signify.com/is/image/Signify/efcdbbd83056445faa47ae5b00e6a510 | ADAM-3cc85f2c3ead4b13b335ae6f00727a81 | https://www.assets.signify.com/is/content/Signify/bb56ac80a7534aaba543ae6f00728167 |  |  |  |  | ADAM-8d6f5e69455e407da88bae9500161692 | https://www.docs.signify.com/assets/ies/_rs150bled12s840wbd78psr.ies | [14 empty] | ADAM-c705dbc298134ef3b7e6ae9500161417 | https://www.docs.signify.com/assets/emd/_rs150bled12s840wbd78psr.ldt | [6 empty] | 70 |  |  | 1320 lumen | White |  | <gt/>80 | 4000 K | 12.3 W | 107 lm/W | 50 or 60 Hz | 840 neutral white | 1320 lumen |  | 12.3 W | 0.9 | [5 empty] | https://www.lighting.philips.com/link/911401899482_EU/prd/aa/en
FP-911401899582 | RS150Z MODULE LED6-WB-/827 D78 PSR | 911401899582 | 2021-09-02 00:00:00 |  |  | IP20/54 ¦ Finger-protected; dust accumulation-protected, splash-proof |  |  |  | 2700 K |  |  |  |  | Yes | [8 empty] | 0 to +35 °C |  | - W | 38 degree(s) | [5 empty] | Cable 0.25 m with connector 3-pole |  | Push-in connector 3-pole | No | depends on driver (1-10V, DALI…) |  | Yes | Power supply unit (On/Off) |  |  | ENEC mark |  | Steel |  | For mounting on normally flammable surfaces |  | Temperature 650 °C, duration 30 s | Aluminum die-cast | IP20/54 ¦ Finger-protected; dust accumulation-protected, splash-proof | (0.46, 0.41) SDCM <lt/>5 |  | 220 to 240 V | 2.5 A | 0.1 ms |  |  | Yes | - | +/-10% |  | 10% (depends on dimmer, ELV) | IK02 ¦ 0.2 J standard |  |  |  |  | 1 unit |  | 144 | Polycarbonate | Beam angle 38° |  | Textured | Polycarbonate |  |  |  | 60 mm | 74 mm | 68 mm |  |  |  |  | +/-10% | Safety class II | - |  | No |  | 21 |  |  | 5 years |  | ADAM-6bf007e46ba0457fa846ab3000aa6c26 | https://www.assets.signify.com/is/image/PhilipsLighting/1bd5dc5ff23d4d679f58ab3000aa6f7d | ADAM-8222564ff83f4bd694aaae5e0107a347 | https://www.assets.signify.com/is/content/Signify/fp911401899582-pss-global |  |  | ADAM-8aea6d1d811d48628219ae5b00e6dc1e | https://www.assets.signify.com/is/image/Signify/16c9b4ab713447e6b67aae5b00e6dfbe | ADAM-725972283d764ab4a965ae6f0072e2db | https://www.assets.signify.com/is/content/Signify/1a3243e6afba4b6f937bae6f0072e8c3 | [28 empty] | 70 |  |  | 660 lumen | Black |  | <gt/>80 | 2700 K | 7.2 W | 90 lm/W | 50 or 60 Hz | 827 warm white | 660 lumen |  | 7.2 W | 0.9 | [5 empty] | https://www.lighting.philips.com/link/911401899582_EU/prd/aa/en
FP-911401899682 | RS150Z MODULE LED6-WB-/830 D78 PSR | 911401899682 | 2021-09-02 00:00:00 |  |  | IP20/54 ¦ Finger-protected; dust accumulation-protected, splash-proof |  |  |  | 3000 K |  |  |  |  | Yes | [8 empty] | 0 to +35 °C |  | - W | 38 degree(s) | [5 empty] | Cable 0.25 m with connector 3-pole |  | Push-in connector 3-pole | No | depends on driver (1-10V, DALI…) |  | Yes | Power supply unit (On/Off) |  |  | ENEC mark |  | Steel |  | For mounting on normally flammable surfaces |  | Temperature 650 °C, duration 30 s | Aluminum die-cast | IP20/54 ¦ Finger-protected; dust accumulation-protected, splash-proof | (0.43, 0.40) SDCM <lt/>5 |  | 220 to 240 V | 2.5 A | 0.1 ms |  |  | Yes | - | +/-10% |  | 10% (depends on dimmer, ELV) | IK02 ¦ 0.2 J standard |  |  |  |  | 1 unit |  | 144 | Polycarbonate | Beam angle 38° |  | Textured | Polycarbonate |  |  |  | 60 mm | 74 mm | 68 mm |  |  |  |  | +/-10% | Safety class II | - |  | No |  | 21 |  |  | 5 years |  | ADAM-6bf007e46ba0457fa846ab3000aa6c26 | https://www.assets.signify.com/is/image/PhilipsLighting/1bd5dc5ff23d4d679f58ab3000aa6f7d | ADAM-39cddd45f9cb41c4b3e6ae5e010a82d3 | https://www.assets.signify.com/is/content/Signify/fp911401899682-pss-global |  |  | ADAM-8aea6d1d811d48628219ae5b00e6dc1e | https://www.assets.signify.com/is/image/Signify/16c9b4ab713447e6b67aae5b00e6dfbe | ADAM-725972283d764ab4a965ae6f0072e2db | https://www.assets.signify.com/is/content/Signify/1a3243e6afba4b6f937bae6f0072e8c3 | [28 empty] | 70 |  |  | 680 lumen | Black |  | <gt/>80 | 3000 K | 7.2 W | 94 lm/W | 50 or 60 Hz | 830 warm white | 680 lumen |  | 7.2 W | 0.9 | [5 empty] | https://www.lighting.philips.com/link/911401899682_EU/prd/aa/en
FP-911401899782 | RS150Z MODULE LED6-WB-/840 D78 PSR | 911401899782 | 2021-09-02 00:00:00 |  |  | IP20/54 ¦ Finger-protected; dust accumulation-protected, splash-proof |  |  |  | 4000 K |  |  |  |  | Yes | [8 empty] | 0 to +35 °C |  | - W | 38 degree(s) | [5 empty] | Cable 0.25 m with connector 3-pole |  | Push-in connector 3-pole | No | depends on driver (1-10V, DALI…) |  | Yes | Power supply unit (On/Off) |  |  | ENEC mark |  | Steel |  | For mounting on normally flammable surfaces |  | Temperature 650 °C, duration 30 s | Aluminum die-cast | IP20/54 ¦ Finger-protected; dust accumulation-protected, splash-proof | (0.38, 0.38) SDCM <lt/>5 |  | 220 to 240 V | 2.5 A | 0.1 ms |  |  | Yes | - | +/-10% |  | 10% (depends on dimmer, ELV) | IK02 ¦ 0.2 J standard |  |  |  |  | 1 unit |  | 144 | Polycarbonate | Beam angle 38° |  | Textured | Polycarbonate |  |  |  | 60 mm | 74 mm | 68 mm |  |  |  |  | +/-10% | Safety class II | - |  | No |  | 21 |  |  | 5 years |  | ADAM-6bf007e46ba0457fa846ab3000aa6c26 | https://www.assets.signify.com/is/image/PhilipsLighting/1bd5dc5ff23d4d679f58ab3000aa6f7d | ADAM-b9cf0384938a44d0af2aae5e010db6cd | https://www.assets.signify.com/is/content/Signify/fp911401899782-pss-global |  |  | ADAM-8aea6d1d811d48628219ae5b00e6dc1e | https://www.assets.signify.com/is/image/Signify/16c9b4ab713447e6b67aae5b00e6dfbe | ADAM-725972283d764ab4a965ae6f0072e2db | https://www.assets.signify.com/is/content/Signify/1a3243e6afba4b6f937bae6f0072e8c3 | [28 empty] | 70 |  |  | 720 lumen | Black |  | <gt/>80 | 4000 K | 7.2 W | 100 lm/W | 50 or 60 Hz | 840 neutral white | 720 lumen |  | 7.2 W | 0.9 | [5 empty] | https://www.lighting.philips.com/link/911401899782_EU/prd/aa/en
FP-911401899882 | RS150Z MODULE LED9-WB-/830 D78 PSR | 911401899882 | 2021-09-02 00:00:00 |  |  | IP20/54 ¦ Finger-protected; dust accumulation-protected, splash-proof |  |  |  | 3000 K |  |  |  |  | Yes | [8 empty] | 0 to +35 °C |  | - W | 38 degree(s) | [5 empty] | Cable 0.25 m with connector 3-pole |  | Push-in connector 3-pole | No | depends on driver (1-10V, DALI…) |  | Yes | Power supply unit (On/Off) |  |  | ENEC mark |  | Steel |  | For mounting on normally flammable surfaces |  | Temperature 650 °C, duration 30 s | Aluminum die-cast | IP20/54 ¦ Finger-protected; dust accumulation-protected, splash-proof | (0.43, 0.40) SDCM <lt/>5 |  | 220 to 240 V | 2.5 A | 0.1 ms |  |  | Yes | - | +/-10% |  | 10% (depends on dimmer, ELV) | IK02 ¦ 0.2 J standard |  |  |  |  | 1 unit |  | 144 | Polycarbonate | Beam angle 38° |  | Textured | Polycarbonate |  |  |  | 60 mm | 74 mm | 68 mm |  |  |  |  | +/-10% | Safety class II | - |  | No |  | 22 |  |  | 5 years |  | ADAM-6bf007e46ba0457fa846ab3000aa6c26 | https://www.assets.signify.com/is/image/PhilipsLighting/1bd5dc5ff23d4d679f58ab3000aa6f7d | ADAM-038a6287225a4eb0aca8ae5e0106f89d | https://www.assets.signify.com/is/content/Signify/fp911401899882-pss-global |  |  | ADAM-8aea6d1d811d48628219ae5b00e6dc1e | https://www.assets.signify.com/is/image/Signify/16c9b4ab713447e6b67aae5b00e6dfbe | ADAM-725972283d764ab4a965ae6f0072e2db | https://www.assets.signify.com/is/content/Signify/1a3243e6afba4b6f937bae6f0072e8c3 | [28 empty] | 70 |  |  | 900 lumen | Black |  | <gt/>80 | 3000 K | 10.2 W | 88 lm/W | 50 or 60 Hz | 830 warm white | 900 lumen |  | 10.2 W | 0.9 | [5 empty] | https://www.lighting.philips.com/link/911401899882_EU/prd/aa/en
FP-911401899982 | RS150Z MODULE LED9-WB-/840 D78 PSR | 911401899982 | 2021-09-02 00:00:00 |  |  | IP20/54 ¦ Finger-protected; dust accumulation-protected, splash-proof |  |  |  | 4000 K |  |  |  |  | Yes | [8 empty] | 0 to +35 °C |  | - W | 38 degree(s) | [5 empty] | Cable 0.25 m with connector 3-pole |  | Push-in connector 3-pole | No | depends on driver (1-10V, DALI…) |  | Yes | Power supply unit (On/Off) |  |  | ENEC mark |  | Steel |  | For mounting on normally flammable surfaces |  | Temperature 650 °C, duration 30 s | Aluminum die-cast | IP20/54 ¦ Finger-protected; dust accumulation-protected, splash-proof | (0.38, 0.38) SDCM <lt/>5 |  | 220 to 240 V | 2.5 A | 0.1 ms |  |  | Yes | - | +/-10% |  | 10% (depends on dimmer, ELV) | IK02 ¦ 0.2 J standard |  |  |  |  | 1 unit |  | 144 | Polycarbonate | Beam angle 38° |  | Textured | Polycarbonate |  |  |  | 60 mm | 74 mm | 68 mm |  |  |  |  | +/-10% | Safety class II | - |  | No |  | 22 |  |  | 5 years |  | ADAM-6bf007e46ba0457fa846ab3000aa6c26 | https://www.assets.signify.com/is/image/PhilipsLighting/1bd5dc5ff23d4d679f58ab3000aa6f7d | ADAM-f27b9f553f3b4300b3efae5e01076dcb | https://www.assets.signify.com/is/content/Signify/fp911401899982-pss-global |  |  | ADAM-8aea6d1d811d48628219ae5b00e6dc1e | https://www.assets.signify.com/is/image/Signify/16c9b4ab713447e6b67aae5b00e6dfbe | ADAM-725972283d764ab4a965ae6f0072e2db | https://www.assets.signify.com/is/content/Signify/1a3243e6afba4b6f937bae6f0072e8c3 | [28 empty] | 70 |  |  | 950 lumen | Black |  | <gt/>80 | 4000 K | 10.2 W | 93 lm/W | 50 or 60 Hz | 840 neutral white | 950 lumen |  | 10.2 W | 0.9 | [5 empty] | https://www.lighting.philips.com/link/911401899982_EU/prd/aa/en
FP-912300023660 | BVP130 LED260-4S/740 PSU OFA52 ALU C1KC3 | 912300023660 | 2016-05-18 00:00:00 |  |  | IP66 ¦ Dust penetration-protected, jet-proof |  |  |  | 4000 K |  |  |  |  | No | [8 empty] | -40 to +45 °C | [8 empty] | Cable 1.0 m with plug Wieland/Adels compatible 3-pole | Yes | External connector | No |  |  | Yes | Power supply unit (On/Off) | 0.15 m² |  | ENEC mark |  | Aluminum |  | For mounting on normally flammable surfaces |  |  | Aluminum die cast | IP66 ¦ Dust penetration-protected, jet-proof | (0.382, 0.379) SDCM <lt/>5 |  | 220 to 240 V | 53 A | 0.3 ms | LED260-4S ¦ LED module, system flux 26000 lm | LED | Yes | 52° x 102° | +/-7% |  |  | IK08 ¦ 5 J vandal-protected |  |  |  | Mounting bracket adjustable | 1 unit | 80 | 8 | Polycarbonate |  | Asymmetrical | Clear | Glass | Flat | Flat glass |  | 40 mm | 340.5 mm | 422 mm |  |  |  |  | +/-10% | Safety class I | - | 0° |  | Luminaire surge protection level until 6 kV differential mode and 8 kV common mode |  | 0 |  | 5 years |  | ADAM-20160721102641864 | https://www.assets.signify.com/is/image/Signify/1b86dda81c86458a8438a64a008aa3a2 | ADAM-20160918205423465 | https://www.assets.signify.com/is/content/PhilipsLighting/fp912300023660-pss-global |  |  | ADAM-20160819195656491 | https://www.assets.signify.com/is/image/PhilipsLighting/e424b2c4f6204aee8e84a66700dc1cc7 | ADAM-20170303142721278 | https://www.assets.signify.com/is/content/PhilipsLighting/14d486796cf14d22a6e6a72b00dd57f3 |  |  | ADAM-20170426105218502;ADAM-20170426105217984 | https://www.docs.signify.com/assets/3d8/63_philips_coreline_tempo_large-bvp130.txt;https://www.assets.signify.com/is/content/Signify/7f61ae32b0784fa99e3aa7610091b152 | ADAM-3b56f01304014333b52dabac015b8e08 | https://www.docs.signify.com/assets/ies/ofmt1_bvp130t251xled260-4s740ofa52.ies | [14 empty] | ADAM-59dd5e727e9a471fb8baabac015b8c9a | https://www.docs.signify.com/assets/emd/ofmt2_bvp130t251xled260-4s740ofa52.ldt |  |  | ADAM-91c35c640928473f9052b00d0109e047 | https://www.assets.signify.com/is/content/Signify/ccdfa135afb14a5f9b57b00d0109f264 |  | L80 |  | L80 |  | 26000 lumen | Gray |  | 70 | 4000 K | 182 W | 143 lm/W | 50 to 60 Hz | 740 neutral white | 26000 lumen |  | 182 W | 0.99 | [5 empty] | https://www.lighting.philips.com/link/912300023660_EU/prd/aa/en
FP-912300023661 | BVP130 LED210-4S/740 PSU OFA52 ALU C1KC3 | 912300023661 | 2016-05-18 00:00:00 |  |  | IP66 ¦ Dust penetration-protected, jet-proof |  |  |  | 4000 K |  |  |  |  | No | [8 empty] | -40 to +45 °C | [8 empty] | Cable 1.0 m with plug Wieland/Adels compatible 3-pole | Yes | External connector | No |  |  | Yes | Power supply unit (On/Off) | 0.15 m² |  | ENEC mark |  | Aluminum |  | For mounting on normally flammable surfaces |  |  | Aluminum die cast | IP66 ¦ Dust penetration-protected, jet-proof | (0.382, 0.379) SDCM <lt/>5 |  | 220 to 240 V | 58 A | 0.34 ms | LED210-4S ¦ LED module, system flux 21000 lm | LED | Yes | 52° x 102° | +/-7% |  |  | IK08 ¦ 5 J vandal-protected |  |  |  | Mounting bracket adjustable | 1 unit | 80 | 7 | Polycarbonate |  | Asymmetrical | Clear | Glass | Flat | Flat glass |  | 40 mm | 340.5 mm | 422 mm |  |  |  |  | +/-10% | Safety class I | - | 0° |  | Luminaire surge protection level until 6 kV differential mode and 8 kV common mode |  | 0 |  | 5 years |  | ADAM-20160721102641864 | https://www.assets.signify.com/is/image/Signify/1b86dda81c86458a8438a64a008aa3a2 | ADAM-20160918202310331 | https://www.assets.signify.com/is/content/PhilipsLighting/fp912300023661-pss-global |  |  | ADAM-20160819195656491 | https://www.assets.signify.com/is/image/PhilipsLighting/e424b2c4f6204aee8e84a66700dc1cc7 | ADAM-20170303142721278 | https://www.assets.signify.com/is/content/PhilipsLighting/14d486796cf14d22a6e6a72b00dd57f3 |  |  | ADAM-20170426105218502;ADAM-20170426105217984 | https://www.docs.signify.com/assets/3d8/63_philips_coreline_tempo_large-bvp130.txt;https://www.assets.signify.com/is/content/Signify/7f61ae32b0784fa99e3aa7610091b152 | ADAM-a5aafd6c628e4461bd52abac015b7e2c | https://www.docs.signify.com/assets/ies/ofmt1_bvp130t251xled210-4s740ofa52.ies | [14 empty] | ADAM-21a0f54ae8b24ec2b37cabac015b7cdf | https://www.docs.signify.com/assets/emd/ofmt2_bvp130t251xled210-4s740ofa52.ldt |  |  | ADAM-91c35c640928473f9052b00d0109e047 | https://www.assets.signify.com/is/content/Signify/ccdfa135afb14a5f9b57b00d0109f264 |  | L80 |  | L80 |  | 21000 lumen | Gray |  | 70 | 4000 K | 146 W | 144 lm/W | 50 to 60 Hz | 740 neutral white | 21000 lumen |  | 146 W | 0.99 | [5 empty] | https://www.lighting.philips.com/link/912300023661_EU/prd/aa/en
FP-912300023662 | BVP130 LED160-4S/740 PSU OFA52 ALU C1KC3 | 912300023662 | 2016-05-18 00:00:00 |  |  | IP66 ¦ Dust penetration-protected, jet-proof |  |  |  | 4000 K |  |  |  |  | No | [8 empty] | -40 to +45 °C | [8 empty] | Cable 1.0 m with plug Wieland/Adels compatible 3-pole | Yes | External connector | No |  |  | Yes | Power supply unit (On/Off) | 0.15 m² |  | ENEC mark |  | Aluminum |  | For mounting on normally flammable surfaces |  |  | Aluminum die cast | IP66 ¦ Dust penetration-protected, jet-proof | (0.382, 0.379) SDCM <lt/>5 |  | 220 to 240 V | 53 A | 0.3 ms | LED160-4S ¦ LED module, system flux 16000 lm | LED | Yes | 52° x 102° | +/-7% |  |  | IK08 ¦ 5 J vandal-protected |  |  |  | Mounting bracket adjustable | 1 unit | 60 | 8 | Polycarbonate |  | Asymmetrical | Clear | Glass | Flat | Flat glass |  | 40 mm | 340.5 mm | 422 mm |  |  |  |  | +/-10% | Safety class I | - | 0° |  | Luminaire surge protection level until 6 kV differential mode and 8 kV common mode |  | 0 |  | 5 years |  | ADAM-20160721102641864 | https://www.assets.signify.com/is/image/Signify/1b86dda81c86458a8438a64a008aa3a2 | ADAM-20160918205237231 | https://www.assets.signify.com/is/content/PhilipsLighting/fp912300023662-pss-global |  |  | ADAM-20160819195656491 | https://www.assets.signify.com/is/image/PhilipsLighting/e424b2c4f6204aee8e84a66700dc1cc7 | ADAM-20170303142721278 | https://www.assets.signify.com/is/content/PhilipsLighting/14d486796cf14d22a6e6a72b00dd57f3 |  |  | ADAM-20170426105218502;ADAM-20170426105217984 | https://www.docs.signify.com/assets/3d8/63_philips_coreline_tempo_large-bvp130.txt;https://www.assets.signify.com/is/content/Signify/7f61ae32b0784fa99e3aa7610091b152 | ADAM-104fe6f32e354a34bbc7abac015b6dcc | https://www.docs.signify.com/assets/ies/ofmt1_bvp130t251xled160-4s740ofa52.ies | [14 empty] | ADAM-4073c1ec7e60447c8cb7abac015b6ca2 | https://www.docs.signify.com/assets/emd/ofmt2_bvp130t251xled160-4s740ofa52.ldt |  |  | ADAM-91c35c640928473f9052b00d0109e047 | https://www.assets.signify.com/is/content/Signify/ccdfa135afb14a5f9b57b00d0109f264 |  | L80 |  | L80 |  | 16000 lumen | Gray |  | 70 | 4000 K | 109 W | 150 lm/W | 50 to 60 Hz | 740 neutral white | 16000 lumen |  | 109 W | 0.99 | [5 empty] | https://www.lighting.philips.com/link/912300023662_EU/prd/aa/en
FP-912300023663 | BVP130 LED260-4S/740 PSU S ALU C1KC3 T35 | 912300023663 | 2016-05-18 00:00:00 |  |  | IP66 ¦ Dust penetration-protected, jet-proof |  |  |  | 4000 K |  |  |  |  | No | [8 empty] | -40 to +45 °C | [8 empty] | Cable 1.0 m with plug Wieland/Adels compatible 3-pole | Yes | External connector | No |  |  | Yes | Power supply unit (On/Off) | 0.15 m² |  | ENEC mark |  | Aluminum |  | For mounting on normally flammable surfaces |  |  | Aluminum die cast | IP66 ¦ Dust penetration-protected, jet-proof | (0.382, 0.379) SDCM <lt/>5 |  | 220 to 240 V | 53 A | 0.3 ms | LED260-4S ¦ LED module, system flux 26000 lm | LED | Yes | 70° x 21° | +/-7% |  |  | IK08 ¦ 5 J vandal-protected |  |  |  | Mounting bracket adjustable | 1 unit | 80 | 8 | Polycarbonate |  | Symmetrical | Clear | Glass | Flat | Flat glass |  | 40 mm | 340.5 mm | 422 mm |  |  |  |  | +/-10% | Safety class I | - | 0° |  | Luminaire surge protection level until 6 kV differential mode and 8 kV common mode |  | 0 |  | 5 years |  | ADAM-20160721102641864 | https://www.assets.signify.com/is/image/Signify/1b86dda81c86458a8438a64a008aa3a2 | ADAM-20160918202540217 | https://www.assets.signify.com/is/content/PhilipsLighting/fp912300023663-pss-global |  |  | ADAM-20160819195656491 | https://www.assets.signify.com/is/image/PhilipsLighting/e424b2c4f6204aee8e84a66700dc1cc7 | ADAM-20170303142721278 | https://www.assets.signify.com/is/content/PhilipsLighting/14d486796cf14d22a6e6a72b00dd57f3 |  |  | ADAM-20170426105218502;ADAM-20170426105217984 | https://www.docs.signify.com/assets/3d8/63_philips_coreline_tempo_large-bvp130.txt;https://www.assets.signify.com/is/content/Signify/7f61ae32b0784fa99e3aa7610091b152 | ADAM-20160826100946043 | https://www.docs.signify.com/assets/ies/ofmt1_bvp1301xled260-4s740s.ies | [14 empty] | ADAM-20160826100944670 | https://www.docs.signify.com/assets/emd/ofmt2_bvp1301xled260-4s740s.ldt |  |  | ADAM-91c35c640928473f9052b00d0109e047 | https://www.assets.signify.com/is/content/Signify/ccdfa135afb14a5f9b57b00d0109f264 |  | L80 |  | L80 |  | 26000 lumen | Gray |  | 70 | 4000 K | 182 W | 146 lm/W | 50 to 60 Hz | 740 neutral white | 26000 lumen |  | 182 W | 0.99 | [5 empty] | https://www.lighting.philips.com/link/912300023663_EU/prd/aa/en
FP-912300023664 | BVP130 LED210-4S/740 PSU S ALU C1KC3 | 912300023664 | 2016-05-18 00:00:00 |  |  | IP66 ¦ Dust penetration-protected, jet-proof |  |  |  | 4000 K |  |  |  |  | No | [8 empty] | -40 to +45 °C | [8 empty] | Cable 1.0 m with plug Wieland/Adels compatible 3-pole | Yes | External connector | No |  |  | Yes | Power supply unit (On/Off) | 0.15 m² |  | ENEC mark |  | Aluminum |  | For mounting on normally flammable surfaces |  |  | Aluminum die cast | IP66 ¦ Dust penetration-protected, jet-proof | (0.382, 0.379) SDCM <lt/>5 |  | 220 to 240 V | 58 A | 0.34 ms | LED210-4S ¦ LED module, system flux 21000 lm | LED | Yes | 70° x 21° | +/-7% |  |  | IK08 ¦ 5 J vandal-protected |  |  |  | Mounting bracket adjustable | 1 unit | 80 | 7 | Polycarbonate |  | Symmetrical | Clear | Glass | Flat | Flat glass |  | 40 mm | 340.5 mm | 422 mm |  |  |  |  | +/-10% | Safety class I | - | 0° |  | Luminaire surge protection level until 6 kV differential mode and 8 kV common mode |  | 0 |  | 5 years |  | ADAM-20160721102641864 | https://www.assets.signify.com/is/image/Signify/1b86dda81c86458a8438a64a008aa3a2 | ADAM-20160918202840779 | https://www.assets.signify.com/is/content/PhilipsLighting/fp912300023664-pss-global |  |  | ADAM-20160819195656491 | https://www.assets.signify.com/is/image/PhilipsLighting/e424b2c4f6204aee8e84a66700dc1cc7 | ADAM-20170303142721278 | https://www.assets.signify.com/is/content/PhilipsLighting/14d486796cf14d22a6e6a72b00dd57f3 |  |  | ADAM-20170426105218502;ADAM-20170426105217984 | https://www.docs.signify.com/assets/3d8/63_philips_coreline_tempo_large-bvp130.txt;https://www.assets.signify.com/is/content/Signify/7f61ae32b0784fa99e3aa7610091b152 | ADAM-0c81b5d093d247a08a4fabac015c1b8a | https://www.docs.signify.com/assets/ies/ofmt1_bvp130t251xled210-4s740s.ies | [14 empty] | ADAM-3e1323cf722b44fcba1eabac015c1a41 | https://www.docs.signify.com/assets/emd/ofmt2_bvp130t251xled210-4s740s.ldt |  |  | ADAM-91c35c640928473f9052b00d0109e047 | https://www.assets.signify.com/is/content/Signify/ccdfa135afb14a5f9b57b00d0109f264 |  | L80 |  | L80 |  | 21000 lumen | Gray |  | 70 | 4000 K | 146 W | 147 lm/W | 50 to 60 Hz | 740 neutral white | 21000 lumen |  | 146 W | 0.99 | [5 empty] | https://www.lighting.philips.com/link/912300023664_EU/prd/aa/en
FP-912300023665 | BVP130 LED160-4S/740 PSU S ALU C1KC3 | 912300023665 | 2016-05-18 00:00:00 |  |  | IP66 ¦ Dust penetration-protected, jet-proof |  |  |  | 4000 K |  |  |  |  | No | [8 empty] | -40 to +45 °C | [8 empty] | Cable 1.0 m with plug Wieland/Adels compatible 3-pole | Yes | External connector | No |  |  | Yes | Power supply unit (On/Off) | 0.15 m² |  | ENEC mark |  | Aluminum |  | For mounting on normally flammable surfaces |  |  | Aluminum die cast | IP66 ¦ Dust penetration-protected, jet-proof | (0.382, 0.379) SDCM <lt/>5 |  | 220 to 240 V | 53 A | 0.3 ms | LED160-4S ¦ LED module, system flux 16000 lm | LED | Yes | 70° x 21° | +/-7% |  |  | IK08 ¦ 5 J vandal-protected |  |  |  | Mounting bracket adjustable | 1 unit | 60 | 8 | Polycarbonate |  | Symmetrical | Clear | Glass | Flat | Flat glass |  | 40 mm | 340.5 mm | 422 mm |  |  |  |  | +/-10% | Safety class I | - | 0° |  | Luminaire surge protection level until 6 kV differential mode and 8 kV common mode |  | 0 |  | 5 years |  | ADAM-20160721102641864 | https://www.assets.signify.com/is/image/Signify/1b86dda81c86458a8438a64a008aa3a2 | ADAM-20160918202150961 | https://www.assets.signify.com/is/content/PhilipsLighting/fp912300023665-pss-global |  |  | ADAM-20160819195656491 | https://www.assets.signify.com/is/image/PhilipsLighting/e424b2c4f6204aee8e84a66700dc1cc7 | ADAM-20170303142721278 | https://www.assets.signify.com/is/content/PhilipsLighting/14d486796cf14d22a6e6a72b00dd57f3 |  |  | ADAM-20170426105218502;ADAM-20170426105217984 | https://www.docs.signify.com/assets/3d8/63_philips_coreline_tempo_large-bvp130.txt;https://www.assets.signify.com/is/content/Signify/7f61ae32b0784fa99e3aa7610091b152 | ADAM-20160826101015387 | https://www.docs.signify.com/assets/ies/ofmt1_bvp1301xled160-4s740s.ies | [14 empty] | ADAM-20160826101014154 | https://www.docs.signify.com/assets/emd/ofmt2_bvp1301xled160-4s740s.ldt |  |  | ADAM-91c35c640928473f9052b00d0109e047 | https://www.assets.signify.com/is/content/Signify/ccdfa135afb14a5f9b57b00d0109f264 |  | L80 |  | L80 |  | 16000 lumen | Gray |  | 70 | 4000 K | 109 W | 154 lm/W | 50 to 60 Hz | 740 neutral white | 16000 lumen |  | 109 W | 0.99 | [5 empty] | https://www.lighting.philips.com/link/912300023665_EU/prd/aa/en
FP-912300024001 | BVP125 LED120-4S/740 PSU OFA52 ALU C1KC3 | 912300024001 | 2017-06-26 00:00:00 |  |  | IP66 ¦ Dust penetration-protected, jet-proof |  |  |  | 4000 K |  |  |  |  | No | [8 empty] | -40 to +45 °C | [8 empty] | Cable 1.0 m with plug Wieland/Adels compatible 3-pole | Yes | External connector | No |  |  | Yes | Power supply unit (On/Off) | 0.09 m² |  | ENEC mark |  | Aluminum |  | For mounting on normally flammable surfaces |  |  | Aluminum | IP66 ¦ Dust penetration-protected, jet-proof | (0.382, 0.379) SDCM <lt/>5 |  | 220 to 240 V | 53 A | 0.3 ms | LED120-4S ¦ LED module, system flux 12000 lm | LED | No | 9° - 41° x 102° | +/-7% |  |  | IK08 ¦ 5 J vandal-protected |  |  |  | Wall-mounting bracket | 1 unit |  | 8 | Polycarbonate |  | Asymmetrical | Clear | Glass | Flat | Flat glass |  | 67.4 mm | 340.5 mm | 265 mm |  |  |  |  | +/-10% | Safety class I | - | 0° |  | Luminaire surge protection level until 6 kV differential mode and 8 kV common mode |  | 0 |  | 5 years |  | ADAM-20170921143951529 | https://www.assets.signify.com/is/image/Signify/406602c14ed3455fae73a7f500d0b39d | ADAM-20170925202018703 | https://www.assets.signify.com/is/content/PhilipsLighting/fp912300024001-pss-global |  |  | ADAM-20170921144133748 | https://www.assets.signify.com/is/image/PhilipsLighting/e578c994f05d4d1da9c3a7f500d12b6a | ADAM-20171012095732326 | https://www.assets.signify.com/is/content/PhilipsLighting/484b2c64a34048e48edda80a008328f6 |  |  | ADAM-20171219132259805 | https://www.assets.signify.com/is/content/Signify/d39c5b2750ca421ebf3ba84e00cc11fa | ADAM-8722a8a212c14e108b7fabac015aa033 | https://www.docs.signify.com/assets/ies/ofmt1_bvp125t251xled120-4s740ofa52.ies | [14 empty] | ADAM-e415ad08345e4c5485dbabac015a9e6c | https://www.docs.signify.com/assets/emd/ofmt2_bvp125t251xled120-4s740ofa52.ldt |  |  | ADAM-91c35c640928473f9052b00d0109e047 | https://www.assets.signify.com/is/content/Signify/ccdfa135afb14a5f9b57b00d0109f264 |  | L80 |  | L80 |  | 12000 lumen | Gray |  | 70 | 4000 K | 88 W | 136 lm/W | 50 to 60 Hz | 740 neutral white | 12000 lumen |  | 88 W | 0.99 | [5 empty] | https://www.lighting.philips.com/link/912300024001_EU/prd/aa/en
FP-912300024002 | BVP125 LED80-4S/740 PSU OFA52 ALU C1KC3 | 912300024002 | 2017-06-26 00:00:00 |  |  | IP66 ¦ Dust penetration-protected, jet-proof |  |  |  | 4000 K |  |  |  |  | No | [8 empty] | -40 to +45 °C | [8 empty] | Cable 1.0 m with plug Wieland/Adels compatible 3-pole | Yes | External connector | No |  |  | Yes | Power supply unit (On/Off) | 0.09 m² |  | ENEC mark |  | Aluminum |  | For mounting on normally flammable surfaces |  |  | Aluminum | IP66 ¦ Dust penetration-protected, jet-proof | (0.382, 0.379) SDCM <lt/>5 |  | 220 to 240 V | 53 A | 0.3 ms | LED80-4S ¦ LED module, system flux 8000 lm | LED | No | 9° - 41° x 102° | +/-7% |  |  | IK08 ¦ 5 J vandal-protected |  |  |  | Wall-mounting bracket | 1 unit |  | 8 | Polycarbonate |  | Asymmetrical | Clear | Glass | Flat | Flat glass |  | 67.4 mm | 340.5 mm | 265 mm |  |  |  |  | +/-10% | Safety class I | - | 0° |  | Luminaire surge protection level until 6 kV differential mode and 8 kV common mode |  | 0 |  | 5 years |  | ADAM-20170921143947560 | https://www.assets.signify.com/is/image/Signify/11638fefc8fc456fbfd1a7f500d0aef6 | ADAM-20170925202048839 | https://www.assets.signify.com/is/content/PhilipsLighting/fp912300024002-pss-global |  |  | ADAM-20170921144133748 | https://www.assets.signify.com/is/image/PhilipsLighting/e578c994f05d4d1da9c3a7f500d12b6a | ADAM-20171012095732326 | https://www.assets.signify.com/is/content/PhilipsLighting/484b2c64a34048e48edda80a008328f6 |  |  | ADAM-20171219132258781 | https://www.assets.signify.com/is/content/Signify/5be8cccd236d4237ab43a84e00cc10c7 | ADAM-7b2b2fc8473947e9acbcabac015a942b | https://www.docs.signify.com/assets/ies/ofmt1_bvp125t251xled80-4s740ofa52.ies | [14 empty] | ADAM-e14486bfa2f2402ba4e8abac015a933e | https://www.docs.signify.com/assets/emd/ofmt2_bvp125t251xled80-4s740ofa52.ldt |  |  | ADAM-91c35c640928473f9052b00d0109e047 | https://www.assets.signify.com/is/content/Signify/ccdfa135afb14a5f9b57b00d0109f264 |  | L80 |  | L80 |  | 8000 lumen | Gray |  | 70 | 4000 K | 55 W | 147 lm/W | 50 to 60 Hz | 740 neutral white | 8000 lumen |  | 55 W | 0.98 | [5 empty] | https://www.lighting.philips.com/link/912300024002_EU/prd/aa/en
FP-912300024003 | BVP125 LED120-4S/740 PSU S ALU C1KC3 | 912300024003 | 2017-06-26 00:00:00 |  |  | IP66 ¦ Dust penetration-protected, jet-proof |  |  |  | 4000 K |  |  |  |  | No | [8 empty] | -40 to +45 °C | [8 empty] | Cable 1.0 m with plug Wieland/Adels compatible 3-pole | Yes | External connector | No |  |  | Yes | Power supply unit (On/Off) | 0.09 m² |  | ENEC mark |  | Aluminum |  | For mounting on normally flammable surfaces |  |  | Aluminum | IP66 ¦ Dust penetration-protected, jet-proof | (0.382, 0.379) SDCM <lt/>5 |  | 220 to 240 V | 53 A | 0.3 ms | LED120-4S ¦ LED module, system flux 12000 lm | LED | No | 69° x 25° | +/-7% |  |  | IK08 ¦ 5 J vandal-protected |  |  |  | Wall-mounting bracket | 1 unit |  | 8 | Polycarbonate |  | Symmetrical | Clear | Glass | Flat | Flat glass |  | 67.4 mm | 340.5 mm | 265 mm |  |  |  |  | +/-10% | Safety class I | - | 0° |  | Luminaire surge protection level until 6 kV differential mode and 8 kV common mode |  | 0 |  | 5 years |  | ADAM-20170921143951529 | https://www.assets.signify.com/is/image/Signify/406602c14ed3455fae73a7f500d0b39d | ADAM-20170925202038295 | https://www.assets.signify.com/is/content/PhilipsLighting/fp912300024003-pss-global |  |  | ADAM-20170921144133748 | https://www.assets.signify.com/is/image/PhilipsLighting/e578c994f05d4d1da9c3a7f500d12b6a | ADAM-20171012095732326 | https://www.assets.signify.com/is/content/PhilipsLighting/484b2c64a34048e48edda80a008328f6 |  |  | ADAM-20171219132259805 | https://www.assets.signify.com/is/content/Signify/d39c5b2750ca421ebf3ba84e00cc11fa | ADAM-fe8c7f81390c4627bba8abac015b0c48 | https://www.docs.signify.com/assets/ies/ofmt1_bvp125t251xled120-4s740s.ies | [14 empty] | ADAM-ae3c53c00a7d483fbf26abac015b0a89 | https://www.docs.signify.com/assets/emd/ofmt2_bvp125t251xled120-4s740s.ldt |  |  | ADAM-91c35c640928473f9052b00d0109e047 | https://www.assets.signify.com/is/content/Signify/ccdfa135afb14a5f9b57b00d0109f264 |  | L80 |  | L80 |  | 12000 lumen | Gray |  | 70 | 4000 K | 88 W | 139 lm/W | 50 to 60 Hz | 740 neutral white | 12000 lumen |  | 88 W | 0.99 | [5 empty] | https://www.lighting.philips.com/link/912300024003_EU/prd/aa/en
FP-912300024004 | BVP125 LED80-4S/740 PSU S ALU C1KC3 | 912300024004 | 2017-06-26 00:00:00 |  |  | IP66 ¦ Dust penetration-protected, jet-proof |  |  |  | 4000 K |  |  |  |  | No | [8 empty] | -40 to +45 °C | [8 empty] | Cable 1.0 m with plug Wieland/Adels compatible 3-pole | Yes | External connector | No |  |  | Yes | Power supply unit (On/Off) | 0.09 m² |  | ENEC mark |  | Aluminum |  | For mounting on normally flammable surfaces |  |  | Aluminum | IP66 ¦ Dust penetration-protected, jet-proof | (0.382, 0.379) SDCM <lt/>5 |  | 220 to 240 V | 53 A | 0.3 ms | LED80-4S ¦ LED module, system flux 8000 lm | LED | No | 69° x 25° | +/-7% |  |  | IK08 ¦ 5 J vandal-protected |  |  |  | Wall-mounting bracket | 1 unit |  | 8 | Polycarbonate |  | Symmetrical | Clear | Glass | Flat | Flat glass |  | 67.4 mm | 340.5 mm | 265 mm |  |  |  |  | +/-10% | Safety class I | - | 0° |  | Luminaire surge protection level until 6 kV differential mode and 8 kV common mode |  | 0 |  | 5 years |  | ADAM-20170921143947560 | https://www.assets.signify.com/is/image/Signify/11638fefc8fc456fbfd1a7f500d0aef6 | ADAM-20170925202105205 | https://www.assets.signify.com/is/content/PhilipsLighting/fp912300024004-pss-global |  |  | ADAM-20170921144133748 | https://www.assets.signify.com/is/image/PhilipsLighting/e578c994f05d4d1da9c3a7f500d12b6a | ADAM-20171012095732326 | https://www.assets.signify.com/is/content/PhilipsLighting/484b2c64a34048e48edda80a008328f6 |  |  | ADAM-20171219132258781 | https://www.assets.signify.com/is/content/Signify/5be8cccd236d4237ab43a84e00cc10c7 | ADAM-5a4e2ae6ca144cd39fe2abac015b0145 | https://www.docs.signify.com/assets/ies/ofmt1_bvp125t251xled80-4s740s.ies | [14 empty] | ADAM-d619ebf8e5d14ce9b7b6abac015b0062 | https://www.docs.signify.com/assets/emd/ofmt2_bvp125t251xled80-4s740s.ldt |  |  | ADAM-91c35c640928473f9052b00d0109e047 | https://www.assets.signify.com/is/content/Signify/ccdfa135afb14a5f9b57b00d0109f264 |  | L80 |  | L80 |  | 8000 lumen | Gray |  | 70 | 4000 K | 55 W | 150 lm/W | 50 to 60 Hz | 740 neutral white | 8000 lumen |  | 55 W | 0.98 | [5 empty] | https://www.lighting.philips.com/link/912300024004_EU/prd/aa/en
FP-912300024253 | BDP260 LED39-4S/830 II DS50 62P | 912300024253 | 2018-09-12 00:00:00 |  |  | IP66 ¦ Dust penetration-protected, jet-proof |  |  |  | 3000 K |  |  |  |  | No | [8 empty] | -40 to +50 °C | [8 empty] | - | Yes | Internal connector | No | - | 0.5 % | Yes | Power supply unit (On/Off) | 0.042 m² |  | ENEC mark |  | Aluminum |  | For mounting on normally flammable surfaces |  |  | Aluminum die cast | IP66 ¦ Dust penetration-protected, jet-proof | (0.410, 0.390) SDCM <lt/>5 |  | 220 to 240 V | 21 A | 0.225 ms | LED39 ¦ LED module 3900 lm | LED | Yes | 152° x 155° | +/-7% |  | 10% | IK10 ¦ 20 J vandal-resistant |  |  |  | Post-top for diameter 62 mm | 1 unit |  | 26 | Polymethyl methacrylate |  | Distribution symmetrical 50 | Clear | Polymethyl methacrylate | Convex lens | Polycarbonate bowl/cover UV-resistant | 477 mm | 187 mm | [6 empty] | +/-10% | Safety class II | Acrylate | 0° |  | Philips standard surge protection level |  | 0 |  | 5 years |  | ADAM-d489ef5e6d104eeab37aa92100b5996f | https://www.assets.signify.com/is/image/PhilipsLighting/6b8471822cb8426bbbc6a92100b5a585 | ADAM-4351a03b3761419795aea9ac00bc3ea4 | https://www.assets.signify.com/is/content/PhilipsLighting/fp912300024253-pss-global |  |  | ADAM-9d93ad8ad6304a5886b3a92100b5dfaf | https://www.assets.signify.com/is/image/PhilipsLighting/1e7923852f744a2ea566a92100b5e098 | ADAM-e6938d3ba0ac4eba8939a9f400a753d8 | https://www.assets.signify.com/is/content/PhilipsLighting/6f863dfa21db4577a2c8a9f400a75740 |  |  |  |  | ADAM-3aa4b0971c3b4e1c9a54aa5700a45aa3 | https://www.docs.signify.com/assets/ies/ofmt1_bdp2601xled39-4s830ds50.ies | [14 empty] | ADAM-2e3092b9e0e44764be1aaa5700a456f9 | https://www.docs.signify.com/assets/emd/ofmt2_bdp2601xled39-4s830ds50.ldt | [7 empty] | L97 |  | 2769 lumen | Gray |  | 80 | 3000 K | 31 W | 89 lm/W | 50 to 60 Hz | 830 warm white | 2769 lumen |  | 31 W | 0.98 | [5 empty] | https://www.lighting.philips.com/link/912300024253_EU/prd/aa/en
FP-912300024255 | BDP260 LED39-4S/830 II DM10 62P | 912300024255 | 2018-09-12 00:00:00 |  |  | IP66 ¦ Dust penetration-protected, jet-proof |  |  |  | 3000 K |  |  |  |  | No | [8 empty] | -40 to +50 °C | [8 empty] | - | Yes | Internal connector | No | - | 0.5 % | Yes | Power supply unit (On/Off) | 0.042 m² |  | ENEC mark |  | Aluminum |  | For mounting on normally flammable surfaces |  |  | Aluminum die cast | IP66 ¦ Dust penetration-protected, jet-proof | (0.410, 0.390) SDCM <lt/>5 |  | 220 to 240 V | 21 A | 0.225 ms | LED39 ¦ LED module 3900 lm | LED | Yes | 77° - 11° x 156° | +/-7% |  | 10% | IK10 ¦ 20 J vandal-resistant |  |  |  | Post-top for diameter 62 mm | 1 unit |  | 26 | Polymethyl methacrylate |  | Distribution medium 10 | Clear | Polymethyl methacrylate | Convex lens | Polycarbonate bowl/cover UV-resistant | 477 mm | 187 mm | [6 empty] | +/-10% | Safety class II | Acrylate | 0° |  | Philips standard surge protection level |  | 0 |  | 5 years |  | ADAM-d489ef5e6d104eeab37aa92100b5996f | https://www.assets.signify.com/is/image/PhilipsLighting/6b8471822cb8426bbbc6a92100b5a585 | ADAM-f7dcfac0db574d4887dca9ac00b3c719 | https://www.assets.signify.com/is/content/PhilipsLighting/fp912300024255-pss-global |  |  | ADAM-9d93ad8ad6304a5886b3a92100b5dfaf | https://www.assets.signify.com/is/image/PhilipsLighting/1e7923852f744a2ea566a92100b5e098 | ADAM-e6938d3ba0ac4eba8939a9f400a753d8 | https://www.assets.signify.com/is/content/PhilipsLighting/6f863dfa21db4577a2c8a9f400a75740 |  |  |  |  | ADAM-5df8be30734d466b9aefaa5700b10411 | https://www.docs.signify.com/assets/ies/ofmt1_bdp2601xled39-4s830dm10.ies | [14 empty] | ADAM-4ca45a10d70245738771aa5700b0fda6 | https://www.docs.signify.com/assets/emd/ofmt2_bdp2601xled39-4s830dm10.ldt | [7 empty] | L97 |  | 2769 lumen | Gray |  | 80 | 3000 K | 31 W | 89 lm/W | 50 to 60 Hz | 830 warm white | 2769 lumen |  | 31 W | 0.98 | [5 empty] | https://www.lighting.philips.com/link/912300024255_EU/prd/aa/en
FP-912300024257 | BDP260 LED39-4S/830 II DW10 62P | 912300024257 | 2018-09-12 00:00:00 |  |  | IP66 ¦ Dust penetration-protected, jet-proof |  |  |  | 3000 K |  |  |  |  | No | [8 empty] | -40 to +50 °C | [8 empty] | - | Yes | Internal connector | No | - | 0.5 % | Yes | Power supply unit (On/Off) | 0.042 m² |  | ENEC mark |  | Aluminum |  | For mounting on normally flammable surfaces |  |  | Aluminum die cast | IP66 ¦ Dust penetration-protected, jet-proof | (0.410, 0.390) SDCM <lt/>5 |  | 220 to 240 V | 21 A | 0.225 ms | LED39 ¦ LED module 3900 lm | LED | Yes | 7° - 52° × 150° | +/-7% |  | 10% | IK10 ¦ 20 J vandal-resistant |  |  |  | Post-top for diameter 62 mm | 1 unit |  | 26 | Polymethyl methacrylate |  | Distribution wide 10 | Clear | Polymethyl methacrylate | Convex lens | Polycarbonate bowl/cover UV-resistant | 477 mm | 187 mm | [6 empty] | +/-10% | Safety class II | Acrylate | 0° |  | Philips standard surge protection level |  | 0 |  | 5 years |  | ADAM-d489ef5e6d104eeab37aa92100b5996f | https://www.assets.signify.com/is/image/PhilipsLighting/6b8471822cb8426bbbc6a92100b5a585 | ADAM-22bc317332114814b0f3a9ac00bfa22a | https://www.assets.signify.com/is/content/PhilipsLighting/fp912300024257-pss-global |  |  | ADAM-9d93ad8ad6304a5886b3a92100b5dfaf | https://www.assets.signify.com/is/image/PhilipsLighting/1e7923852f744a2ea566a92100b5e098 | ADAM-e6938d3ba0ac4eba8939a9f400a753d8 | https://www.assets.signify.com/is/content/PhilipsLighting/6f863dfa21db4577a2c8a9f400a75740 |  |  |  |  | ADAM-625f0902930a4fe496b0aa5700b73543 | https://www.docs.signify.com/assets/ies/ofmt1_bdp2601xled39-4s830dw10.ies | [14 empty] | ADAM-7cbfca42ddb64a4ebd0eaa5700b72fdf | https://www.docs.signify.com/assets/emd/ofmt2_bdp2601xled39-4s830dw10.ldt | [7 empty] | L97 |  | 2925 lumen | Gray |  | 80 | 3000 K | 31 W | 94 lm/W | 50 to 60 Hz | 830 warm white | 2925 lumen |  | 31 W | 0.98 | [5 empty] | https://www.lighting.philips.com/link/912300024257_EU/prd/aa/en
FP-912300024259 | BDP260 LED50-4S/830 II DS50 62P | 912300024259 | 2018-09-12 00:00:00 |  |  | IP66 ¦ Dust penetration-protected, jet-proof |  |  |  | 3000 K |  |  |  |  | No | [8 empty] | -40 to +50 °C | [8 empty] | - | Yes | Internal connector | No | - | 0.5 % | Yes | Power supply unit (On/Off) | 0.042 m² |  | ENEC mark |  | Aluminum |  | For mounting on normally flammable surfaces |  |  | Aluminum die cast | IP66 ¦ Dust penetration-protected, jet-proof | (0.410, 0.390) SDCM <lt/>5 |  | 220 to 240 V | 21 A | 0.225 ms | LED50 ¦ LED module 5000 lm | LED | Yes | 152° x 155° | +/-7% |  | 10% | IK10 ¦ 20 J vandal-resistant |  |  |  | Post-top for diameter 62 mm | 1 unit |  | 26 | Polymethyl methacrylate |  | Distribution symmetrical 50 | Clear | Polymethyl methacrylate | Convex lens | Polycarbonate bowl/cover UV-resistant | 477 mm | 187 mm | [6 empty] | +/-10% | Safety class II | Acrylate | 0° |  | Philips standard surge protection level |  | 0 |  | 5 years |  | ADAM-d489ef5e6d104eeab37aa92100b5996f | https://www.assets.signify.com/is/image/PhilipsLighting/6b8471822cb8426bbbc6a92100b5a585 | ADAM-d12fc324f9884ef1a7cfa9ac00b82b25 | https://www.assets.signify.com/is/content/PhilipsLighting/fp912300024259-pss-global |  |  | ADAM-9d93ad8ad6304a5886b3a92100b5dfaf | https://www.assets.signify.com/is/image/PhilipsLighting/1e7923852f744a2ea566a92100b5e098 | ADAM-e6938d3ba0ac4eba8939a9f400a753d8 | https://www.assets.signify.com/is/content/PhilipsLighting/6f863dfa21db4577a2c8a9f400a75740 |  |  |  |  | ADAM-29f5a07cdb70443ab833aa5700a48caa | https://www.docs.signify.com/assets/ies/ofmt1_bdp2601xled50-4s830ds50.ies | [14 empty] | ADAM-55e3dfc35f89458b897caa5700a48a8f | https://www.docs.signify.com/assets/emd/ofmt2_bdp2601xled50-4s830ds50.ldt | [7 empty] | L96 |  | 3500 lumen | Gray |  | 80 | 3000 K | 40.5 W | 86 lm/W | 50 to 60 Hz | 830 warm white | 3500 lumen |  | 40.5 W | 0.98 | [5 empty] | https://www.lighting.philips.com/link/912300024259_EU/prd/aa/en
FP-912300024260 | BDP260 LED50-4S/740 II DS50 62P | 912300024260 | 2018-09-12 00:00:00 |  |  | IP66 ¦ Dust penetration-protected, jet-proof |  |  |  | 4000 K |  |  |  |  | No | [8 empty] | -40 to +50 °C | [8 empty] | - | Yes | Internal connector | No | - | 0.5 % | Yes | Power supply unit (On/Off) | 0.042 m² |  | ENEC mark |  | Aluminum |  | For mounting on normally flammable surfaces |  |  | Aluminum die cast | IP66 ¦ Dust penetration-protected, jet-proof | (0.381, 0.379) SDCM <lt/>5 |  | 220 to 240 V | 21 A | 0.225 ms | LED50 ¦ LED module 5000 lm | LED | Yes | 152° x 155° | +/-7% |  | 10% | IK10 ¦ 20 J vandal-resistant |  |  |  | Post-top for diameter 62 mm | 1 unit |  | 26 | Polymethyl methacrylate |  | Distribution symmetrical 50 | Clear | Polymethyl methacrylate | Convex lens | Polycarbonate bowl/cover UV-resistant | 477 mm | 187 mm | [6 empty] | +/-10% | Safety class II | Acrylate | 0° |  | Philips standard surge protection level |  | 0 |  | 5 years |  | ADAM-d489ef5e6d104eeab37aa92100b5996f | https://www.assets.signify.com/is/image/PhilipsLighting/6b8471822cb8426bbbc6a92100b5a585 | ADAM-d3377526900842f582d3a9ac00bdfeb2 | https://www.assets.signify.com/is/content/PhilipsLighting/fp912300024260-pss-global |  |  | ADAM-9d93ad8ad6304a5886b3a92100b5dfaf | https://www.assets.signify.com/is/image/PhilipsLighting/1e7923852f744a2ea566a92100b5e098 | ADAM-e6938d3ba0ac4eba8939a9f400a753d8 | https://www.assets.signify.com/is/content/PhilipsLighting/6f863dfa21db4577a2c8a9f400a75740 |  |  |  |  | ADAM-504ed4340c454917b790aa5700a2f274 | https://www.docs.signify.com/assets/ies/ofmt1_bdp2601xled50-4s740ds50.ies | [14 empty] | ADAM-862942a50537482d8d83aa5700a2eedb | https://www.docs.signify.com/assets/emd/ofmt2_bdp2601xled50-4s740ds50.ldt | [7 empty] | L97 |  | 3550 lumen | Gray |  | 70 | 4000 K | 31 W | 115 lm/W | 50 to 60 Hz | 740 neutral white | 3550 lumen |  | 31 W | 0.98 | [5 empty] | https://www.lighting.philips.com/link/912300024260_EU/prd/aa/en
FP-912300024261 | BDP260 LED50-4S/830 II DM10 62P | 912300024261 | 2018-09-12 00:00:00 |  |  | IP66 ¦ Dust penetration-protected, jet-proof |  |  |  | 3000 K |  |  |  |  | No | [8 empty] | -40 to +50 °C | [8 empty] | - | Yes | Internal connector | No | - | 0.5 % | Yes | Power supply unit (On/Off) | 0.042 m² |  | ENEC mark |  | Aluminum |  | For mounting on normally flammable surfaces |  |  | Aluminum die cast | IP66 ¦ Dust penetration-protected, jet-proof | (0.410, 0.390) SDCM <lt/>5 |  | 220 to 240 V | 21 A | 0.225 ms | LED50 ¦ LED module 5000 lm | LED | Yes | 77° - 11° x 156° | +/-7% |  | 10% | IK10 ¦ 20 J vandal-resistant |  |  |  | Post-top for diameter 62 mm | 1 unit |  | 26 | Polymethyl methacrylate |  | Distribution medium 10 | Clear | Polymethyl methacrylate | Convex lens | Polycarbonate bowl/cover UV-resistant | 477 mm | 187 mm | [6 empty] | +/-10% | Safety class II | Acrylate | 0° |  | Philips standard surge protection level |  | 0 |  | 5 years |  | ADAM-d489ef5e6d104eeab37aa92100b5996f | https://www.assets.signify.com/is/image/PhilipsLighting/6b8471822cb8426bbbc6a92100b5a585 | ADAM-2d7b8483321940a9b534a9ac00b539e2 | https://www.assets.signify.com/is/content/PhilipsLighting/fp912300024261-pss-global |  |  | ADAM-9d93ad8ad6304a5886b3a92100b5dfaf | https://www.assets.signify.com/is/image/PhilipsLighting/1e7923852f744a2ea566a92100b5e098 | ADAM-e6938d3ba0ac4eba8939a9f400a753d8 | https://www.assets.signify.com/is/content/PhilipsLighting/6f863dfa21db4577a2c8a9f400a75740 |  |  |  |  | ADAM-84e4edd5624e4f75853baa5700b14c35 | https://www.docs.signify.com/assets/ies/ofmt1_bdp2601xled50-4s830dm10.ies | [14 empty] | ADAM-80b7e5c41c9c453790e5aa5700b14728 | https://www.docs.signify.com/assets/emd/ofmt2_bdp2601xled50-4s830dm10.ldt | [7 empty] | L96 |  | 3500 lumen | Gray |  | 80 | 3000 K | 40.5 W | 86 lm/W | 50 to 60 Hz | 830 warm white | 3500 lumen |  | 40.5 W | 0.98 | [5 empty] | https://www.lighting.philips.com/link/912300024261_EU/prd/aa/en
FP-912300024262 | BDP260 LED50-4S/740 II DM10 62P | 912300024262 | 2018-09-12 00:00:00 |  |  | IP66 ¦ Dust penetration-protected, jet-proof |  |  |  | 4000 K |  |  |  |  | No | [8 empty] | -40 to +50 °C | [8 empty] | - | Yes | Internal connector | No | - | 0.5 % | Yes | Power supply unit (On/Off) | 0.042 m² |  | ENEC mark |  | Aluminum |  | For mounting on normally flammable surfaces |  |  | Aluminum die cast | IP66 ¦ Dust penetration-protected, jet-proof | (0.381, 0.379) SDCM <lt/>5 |  | 220 to 240 V | 21 A | 0.225 ms | LED50 ¦ LED module 5000 lm | LED | Yes | 77° - 11° x 156° | +/-7% |  | 10% | IK10 ¦ 20 J vandal-resistant |  |  |  | Post-top for diameter 62 mm | 1 unit |  | 26 | Polymethyl methacrylate |  | Distribution medium 10 | Clear | Polymethyl methacrylate | Convex lens | Polycarbonate bowl/cover UV-resistant | 477 mm | 187 mm | [6 empty] | +/-10% | Safety class II | Acrylate | 0° |  | Philips standard surge protection level |  | 0 |  | 5 years |  | ADAM-d489ef5e6d104eeab37aa92100b5996f | https://www.assets.signify.com/is/image/PhilipsLighting/6b8471822cb8426bbbc6a92100b5a585 | ADAM-f16d5f7232e14c538545a9ac00b2ad1e | https://www.assets.signify.com/is/content/PhilipsLighting/fp912300024262-pss-global |  |  | ADAM-9d93ad8ad6304a5886b3a92100b5dfaf | https://www.assets.signify.com/is/image/PhilipsLighting/1e7923852f744a2ea566a92100b5e098 | ADAM-e6938d3ba0ac4eba8939a9f400a753d8 | https://www.assets.signify.com/is/content/PhilipsLighting/6f863dfa21db4577a2c8a9f400a75740 |  |  |  |  | ADAM-b5303b5a17ad48b795c4aa5700af6e59 | https://www.docs.signify.com/assets/ies/ofmt1_bdp2601xled50-4s740dm10.ies | [14 empty] | ADAM-f7cca17e170a4ba2bd47aa5700af6a6c | https://www.docs.signify.com/assets/emd/ofmt2_bdp2601xled50-4s740dm10.ldt | [7 empty] | L97 |  | 3550 lumen | Gray |  | 70 | 4000 K | 31 W | 115 lm/W | 50 to 60 Hz | 740 neutral white | 3550 lumen |  | 31 W | 0.98 | [5 empty] | https://www.lighting.philips.com/link/912300024262_EU/prd/aa/en
FP-912300024263 | BDP260 LED50-4S/830 II DW10 62P | 912300024263 | 2018-09-12 00:00:00 |  |  | IP66 ¦ Dust penetration-protected, jet-proof |  |  |  | 3000 K |  |  |  |  | No | [8 empty] | -40 to +50 °C | [8 empty] | - | Yes | Internal connector | No | - | 0.5 % | Yes | Power supply unit (On/Off) | 0.042 m² |  | ENEC mark |  | Aluminum |  | For mounting on normally flammable surfaces |  |  | Aluminum die cast | IP66 ¦ Dust penetration-protected, jet-proof | (0.410, 0.390) SDCM <lt/>5 |  | 220 to 240 V | 21 A | 0.225 ms | LED50 ¦ LED module 5000 lm | LED | Yes | 7° - 52° × 150° | +/-7% |  | 10% | IK10 ¦ 20 J vandal-resistant |  |  |  | Post-top for diameter 62 mm | 1 unit |  | 26 | Polymethyl methacrylate |  | Distribution wide 10 | Clear | Polymethyl methacrylate | Convex lens | Polycarbonate bowl/cover UV-resistant | 477 mm | 187 mm | [6 empty] | +/-10% | Safety class II | Acrylate | 0° |  | Philips standard surge protection level |  | 0 |  | 5 years |  | ADAM-d489ef5e6d104eeab37aa92100b5996f | https://www.assets.signify.com/is/image/PhilipsLighting/6b8471822cb8426bbbc6a92100b5a585 | ADAM-36fab9168cbd42eb9418a9ac00c59f69 | https://www.assets.signify.com/is/content/PhilipsLighting/fp912300024263-pss-global |  |  | ADAM-9d93ad8ad6304a5886b3a92100b5dfaf | https://www.assets.signify.com/is/image/PhilipsLighting/1e7923852f744a2ea566a92100b5e098 | ADAM-e6938d3ba0ac4eba8939a9f400a753d8 | https://www.assets.signify.com/is/content/PhilipsLighting/6f863dfa21db4577a2c8a9f400a75740 |  |  |  |  | ADAM-dd542e50a5964037bdedaa5700b7751d | https://www.docs.signify.com/assets/ies/ofmt1_bdp2601xled50-4s830dw10.ies | [14 empty] | ADAM-5b5bed33d44d4cfbb488aa5700b77083 | https://www.docs.signify.com/assets/emd/ofmt2_bdp2601xled50-4s830dw10.ldt | [7 empty] | L96 |  | 3700 lumen | Gray |  | 80 | 3000 K | 40.5 W | 91 lm/W | 50 to 60 Hz | 830 warm white | 3700 lumen |  | 40.5 W | 0.98 | [5 empty] | https://www.lighting.philips.com/link/912300024263_EU/prd/aa/en
FP-912300024264 | BDP260 LED50-4S/740 II DW10 62P | 912300024264 | 2018-09-12 00:00:00 |  |  | IP66 ¦ Dust penetration-protected, jet-proof |  |  |  | 4000 K |  |  |  |  | No | [8 empty] | -40 to +50 °C | [8 empty] | - | Yes | Internal connector | No | - | 0.5 % | Yes | Power supply unit (On/Off) | 0.042 m² |  | ENEC mark |  | Aluminum |  | For mounting on normally flammable surfaces |  |  | Aluminum die cast | IP66 ¦ Dust penetration-protected, jet-proof | (0.381, 0.379) SDCM <lt/>5 |  | 220 to 240 V | 21 A | 0.225 ms | LED50 ¦ LED module 5000 lm | LED | Yes | 7° - 52° × 150° | +/-7% |  | 10% | IK10 ¦ 20 J vandal-resistant |  |  |  | Post-top for diameter 62 mm | 1 unit |  | 26 | Polymethyl methacrylate |  | Distribution wide 10 | Clear | Polymethyl methacrylate | Convex lens | Polycarbonate bowl/cover UV-resistant | 477 mm | 187 mm | [6 empty] | +/-10% | Safety class II | Acrylate | 0° |  | Philips standard surge protection level |  | 0 |  | 5 years |  | ADAM-d489ef5e6d104eeab37aa92100b5996f | https://www.assets.signify.com/is/image/PhilipsLighting/6b8471822cb8426bbbc6a92100b5a585 | ADAM-8e8e33c89d7c4b4b8b27a9ac00bea59f | https://www.assets.signify.com/is/content/PhilipsLighting/fp912300024264-pss-global |  |  | ADAM-9d93ad8ad6304a5886b3a92100b5dfaf | https://www.assets.signify.com/is/image/PhilipsLighting/1e7923852f744a2ea566a92100b5e098 | ADAM-e6938d3ba0ac4eba8939a9f400a753d8 | https://www.assets.signify.com/is/content/PhilipsLighting/6f863dfa21db4577a2c8a9f400a75740 |  |  |  |  | ADAM-850c525a9a7548768cd1aa5700b5e065 | https://www.docs.signify.com/assets/ies/ofmt1_bdp2601xled50-4s740dw10.ies | [14 empty] | ADAM-13ca5a5a9e884f8395f0aa5700b5dbc5 | https://www.docs.signify.com/assets/emd/ofmt2_bdp2601xled50-4s740dw10.ldt | [7 empty] | L97 |  | 3750 lumen | Gray |  | 70 | 4000 K | 31 W | 121 lm/W | 50 to 60 Hz | 740 neutral white | 3750 lumen |  | 31 W | 0.98 | [5 empty] | https://www.lighting.philips.com/link/912300024264_EU/prd/aa/en
FP-912300024265 | BDP260 LED74-4S/830 II DS50 62P | 912300024265 | 2018-09-12 00:00:00 |  |  | IP66 ¦ Dust penetration-protected, jet-proof |  |  |  | 3000 K |  |  |  |  | No | [8 empty] | -40 to +50 °C | [8 empty] | - | Yes | Internal connector | No | - | 0.5 % | Yes | Power supply unit (On/Off) | 0.042 m² |  | ENEC mark |  | Aluminum |  | For mounting on normally flammable surfaces |  |  | Aluminum die cast | IP66 ¦ Dust penetration-protected, jet-proof | (0.410, 0.390) SDCM <lt/>5 |  | 220 to 240 V | 43 A | 0.26 ms | LED74 ¦ LED module 7400 lm | LED | Yes | 152° x 155° | +/-7% |  | 10% | IK10 ¦ 20 J vandal-resistant |  |  |  | Post-top for diameter 62 mm | 1 unit |  | 10 | Polymethyl methacrylate |  | Distribution symmetrical 50 | Clear | Polymethyl methacrylate | Convex lens | Polycarbonate bowl/cover UV-resistant | 477 mm | 187 mm | [6 empty] | +/-10% | Safety class II | Acrylate | 0° |  | Philips standard surge protection level |  | 0 |  | 5 years |  | ADAM-d489ef5e6d104eeab37aa92100b5996f | https://www.assets.signify.com/is/image/PhilipsLighting/6b8471822cb8426bbbc6a92100b5a585 | ADAM-77f1f98cc07147478e62a9ac00b8d212 | https://www.assets.signify.com/is/content/PhilipsLighting/fp912300024265-pss-global |  |  | ADAM-9d93ad8ad6304a5886b3a92100b5dfaf | https://www.assets.signify.com/is/image/PhilipsLighting/1e7923852f744a2ea566a92100b5e098 | ADAM-e6938d3ba0ac4eba8939a9f400a753d8 | https://www.assets.signify.com/is/content/PhilipsLighting/6f863dfa21db4577a2c8a9f400a75740 |  |  |  |  | ADAM-84a56b0eb85345708932aa5700a502ec | https://www.docs.signify.com/assets/ies/ofmt1_bdp2601xled74-4s830ds50.ies | [14 empty] | ADAM-c9c1509bd0264e59bb54aa5700a5009b | https://www.docs.signify.com/assets/emd/ofmt2_bdp2601xled74-4s830ds50.ldt | [7 empty] | L96 |  | 5106 lumen | Gray |  | 80 | 3000 K | 56 W | 91 lm/W | 50 to 60 Hz | 830 warm white | 5106 lumen |  | 56 W | 0.98 | [5 empty] | https://www.lighting.philips.com/link/912300024265_EU/prd/aa/en
FP-912300024266 | BDP260 LED74-4S/740 II DS50 62P | 912300024266 | 2018-09-12 00:00:00 |  |  | IP66 ¦ Dust penetration-protected, jet-proof |  |  |  | 4000 K |  |  |  |  | No | [8 empty] | -40 to +50 °C | [8 empty] | - | Yes | Internal connector | No | - | 0.5 % | Yes | Power supply unit (On/Off) | 0.042 m² |  | ENEC mark |  | Aluminum |  | For mounting on normally flammable surfaces |  |  | Aluminum die cast | IP66 ¦ Dust penetration-protected, jet-proof | (0.381, 0.379) SDCM <lt/>5 |  | 220 to 240 V | 43 A | 0.26 ms | LED74 ¦ LED module 7400 lm | LED | Yes | 152° x 155° | +/-7% |  | 10% | IK10 ¦ 20 J vandal-resistant |  |  |  | Post-top for diameter 62 mm | 1 unit |  | 10 | Polymethyl methacrylate |  | Distribution symmetrical 50 | Clear | Polymethyl methacrylate | Convex lens | Polycarbonate bowl/cover UV-resistant | 477 mm | 187 mm | [6 empty] | +/-10% | Safety class II | Acrylate | 0° |  | Philips standard surge protection level |  | 0 |  | 5 years |  | ADAM-d489ef5e6d104eeab37aa92100b5996f | https://www.assets.signify.com/is/image/PhilipsLighting/6b8471822cb8426bbbc6a92100b5a585 | ADAM-3eed4a95cde945dbbdc7a9ac00c302ad | https://www.assets.signify.com/is/content/PhilipsLighting/fp912300024266-pss-global |  |  | ADAM-9d93ad8ad6304a5886b3a92100b5dfaf | https://www.assets.signify.com/is/image/PhilipsLighting/1e7923852f744a2ea566a92100b5e098 | ADAM-e6938d3ba0ac4eba8939a9f400a753d8 | https://www.assets.signify.com/is/content/PhilipsLighting/6f863dfa21db4577a2c8a9f400a75740 |  |  |  |  | ADAM-fbd8f8cb7d38491abe3caa5700a38a64 | https://www.docs.signify.com/assets/ies/ofmt1_bdp2601xled74-4s740ds50.ies | [14 empty] | ADAM-2bd23b977377424fb52eaa5700a386f1 | https://www.docs.signify.com/assets/emd/ofmt2_bdp2601xled74-4s740ds50.ldt | [7 empty] | L97 |  | 5254 lumen | Gray |  | 70 | 4000 K | 43 W | 122 lm/W | 50 to 60 Hz | 740 neutral white | 5254 lumen |  | 43 W | 0.98 | [5 empty] | https://www.lighting.philips.com/link/912300024266_EU/prd/aa/en
FP-912300024267 | BDP260 LED74-4S/830 II DM10 62P | 912300024267 | 2018-09-12 00:00:00 |  |  | IP66 ¦ Dust penetration-protected, jet-proof |  |  |  | 3000 K |  |  |  |  | No | [8 empty] | -40 to +50 °C | [8 empty] | - | Yes | Internal connector | No | - | 0.5 % | Yes | Power supply unit (On/Off) | 0.042 m² |  | ENEC mark |  | Aluminum |  | For mounting on normally flammable surfaces |  |  | Aluminum die cast | IP66 ¦ Dust penetration-protected, jet-proof | (0.410, 0.390) SDCM <lt/>5 |  | 220 to 240 V | 43 A | 0.26 ms | LED74 ¦ LED module 7400 lm | LED | Yes | 77° - 11° x 156° | +/-7% |  | 10% | IK10 ¦ 20 J vandal-resistant |  |  |  | Post-top for diameter 62 mm | 1 unit |  | 10 | Polymethyl methacrylate |  | Distribution medium 10 | Clear | Polymethyl methacrylate | Convex lens | Polycarbonate bowl/cover UV-resistant | 477 mm | 187 mm | [6 empty] | +/-10% | Safety class II | Acrylate | 0° |  | Philips standard surge protection level |  | 0 |  | 5 years |  | ADAM-d489ef5e6d104eeab37aa92100b5996f | https://www.assets.signify.com/is/image/PhilipsLighting/6b8471822cb8426bbbc6a92100b5a585 | ADAM-15d6cbecee2d4aa8b1e9a9ac00c4c296 | https://www.assets.signify.com/is/content/PhilipsLighting/fp912300024267-pss-global |  |  | ADAM-9d93ad8ad6304a5886b3a92100b5dfaf | https://www.assets.signify.com/is/image/PhilipsLighting/1e7923852f744a2ea566a92100b5e098 | ADAM-e6938d3ba0ac4eba8939a9f400a753d8 | https://www.assets.signify.com/is/content/PhilipsLighting/6f863dfa21db4577a2c8a9f400a75740 |  |  |  |  | ADAM-353609f3554348c69513aa5700b1f3b4 | https://www.docs.signify.com/assets/ies/ofmt1_bdp2601xled74-4s830dm10.ies | [14 empty] | ADAM-f44539756e1141bc9557aa5700b1f022 | https://www.docs.signify.com/assets/emd/ofmt2_bdp2601xled74-4s830dm10.ldt | [7 empty] | L96 |  | 5106 lumen | Gray |  | 80 | 3000 K | 56 W | 91 lm/W | 50 to 60 Hz | 830 warm white | 5106 lumen |  | 56 W | 0.98 | [5 empty] | https://www.lighting.philips.com/link/912300024267_EU/prd/aa/en
FP-912300024268 | BDP260 LED74-4S/740 II DM10 62P | 912300024268 | 2018-09-12 00:00:00 |  |  | IP66 ¦ Dust penetration-protected, jet-proof |  |  |  | 4000 K |  |  |  |  | No | [8 empty] | -40 to +50 °C | [8 empty] | - | Yes | Internal connector | No | - | 0.5 % | Yes | Power supply unit (On/Off) | 0.042 m² |  | ENEC mark |  | Aluminum |  | For mounting on normally flammable surfaces |  |  | Aluminum die cast | IP66 ¦ Dust penetration-protected, jet-proof | (0.381, 0.379) SDCM <lt/>5 |  | 220 to 240 V | 43 A | 0.26 ms | LED74 ¦ LED module 7400 lm | LED | Yes | 77° - 11° x 156° | +/-7% |  | 10% | IK10 ¦ 20 J vandal-resistant |  |  |  | Post-top for diameter 62 mm | 1 unit |  | 10 | Polymethyl methacrylate |  | Distribution medium 10 | Clear | Polymethyl methacrylate | Convex lens | Polycarbonate bowl/cover UV-resistant | 477 mm | 187 mm | [6 empty] | +/-10% | Safety class II | Acrylate | 0° |  | Philips standard surge protection level |  | 0 |  | 5 years |  | ADAM-d489ef5e6d104eeab37aa92100b5996f | https://www.assets.signify.com/is/image/PhilipsLighting/6b8471822cb8426bbbc6a92100b5a585 | ADAM-d8375b968d324bfeb37aa9ac00c30628 | https://www.assets.signify.com/is/content/PhilipsLighting/fp912300024268-pss-global |  |  | ADAM-9d93ad8ad6304a5886b3a92100b5dfaf | https://www.assets.signify.com/is/image/PhilipsLighting/1e7923852f744a2ea566a92100b5e098 | ADAM-e6938d3ba0ac4eba8939a9f400a753d8 | https://www.assets.signify.com/is/content/PhilipsLighting/6f863dfa21db4577a2c8a9f400a75740 |  |  |  |  | ADAM-2de54b751fce425a9422aa5700b0062d | https://www.docs.signify.com/assets/ies/ofmt1_bdp2601xled74-4s740dm10.ies | [14 empty] | ADAM-ddb1fe3697294bf68c00aa5700b001c9 | https://www.docs.signify.com/assets/emd/ofmt2_bdp2601xled74-4s740dm10.ldt | [7 empty] | L97 |  | 5254 lumen | Gray |  | 70 | 4000 K | 43 W | 122 lm/W | 50 to 60 Hz | 740 neutral white | 5254 lumen |  | 43 W | 0.98 | [5 empty] | https://www.lighting.philips.com/link/912300024268_EU/prd/aa/en
FP-912300024269 | BDP260 LED74-4S/830 II DW10 62P | 912300024269 | 2018-09-12 00:00:00 |  |  | IP66 ¦ Dust penetration-protected, jet-proof |  |  |  | 3000 K |  |  |  |  | No | [8 empty] | -40 to +50 °C | [8 empty] | - | Yes | Internal connector | No | - | 0.5 % | Yes | Power supply unit (On/Off) | 0.042 m² |  | ENEC mark |  | Aluminum |  | For mounting on normally flammable surfaces |  |  | Aluminum die cast | IP66 ¦ Dust penetration-protected, jet-proof | (0.410, 0.390) SDCM <lt/>5 |  | 220 to 240 V | 43 A | 0.26 ms | LED74 ¦ LED module 7400 lm | LED | Yes | 7° - 52° × 150° | +/-7% |  | 10% | IK10 ¦ 20 J vandal-resistant |  |  |  | Post-top for diameter 62 mm | 1 unit |  | 10 | Polymethyl methacrylate |  | Distribution wide 10 | Clear | Polymethyl methacrylate | Convex lens | Polycarbonate bowl/cover UV-resistant | 477 mm | 187 mm | [6 empty] | +/-10% | Safety class II | Acrylate | 0° |  | Philips standard surge protection level |  | 0 |  | 5 years |  | ADAM-d489ef5e6d104eeab37aa92100b5996f | https://www.assets.signify.com/is/image/PhilipsLighting/6b8471822cb8426bbbc6a92100b5a585 | ADAM-a151c4aa841843bc8e2ea9ac00b7868d | https://www.assets.signify.com/is/content/PhilipsLighting/fp912300024269-pss-global |  |  | ADAM-9d93ad8ad6304a5886b3a92100b5dfaf | https://www.assets.signify.com/is/image/PhilipsLighting/1e7923852f744a2ea566a92100b5e098 | ADAM-e6938d3ba0ac4eba8939a9f400a753d8 | https://www.assets.signify.com/is/content/PhilipsLighting/6f863dfa21db4577a2c8a9f400a75740 |  |  |  |  | ADAM-0124ddac3a9544438506aa5700b834fb | https://www.docs.signify.com/assets/ies/ofmt1_bdp2601xled74-4s830dw10.ies | [14 empty] | ADAM-845a80914be84176bf3daa5700b82ee5 | https://www.docs.signify.com/assets/emd/ofmt2_bdp2601xled74-4s830dw10.ldt | [7 empty] | L96 |  | 5402 lumen | Gray |  | 80 | 3000 K | 56 W | 96 lm/W | 50 to 60 Hz | 830 warm white | 5402 lumen |  | 56 W | 0.98 | [5 empty] | https://www.lighting.philips.com/link/912300024269_EU/prd/aa/en
FP-912300024270 | BDP260 LED74-4S/740 II DW10 62P | 912300024270 | 2018-09-12 00:00:00 |  |  | IP66 ¦ Dust penetration-protected, jet-proof |  |  |  | 4000 K |  |  |  |  | No | [8 empty] | -40 to +50 °C | [8 empty] | - | Yes | Internal connector | No | - | 0.5 % | Yes | Power supply unit (On/Off) | 0.042 m² |  | ENEC mark |  | Aluminum |  | For mounting on normally flammable surfaces |  |  | Aluminum die cast | IP66 ¦ Dust penetration-protected, jet-proof | (0.381, 0.379) SDCM <lt/>5 |  | 220 to 240 V | 43 A | 0.26 ms | LED74 ¦ LED module 7400 lm | LED | Yes | 7° - 52° × 150° | +/-7% |  | 10% | IK10 ¦ 20 J vandal-resistant |  |  |  | Post-top for diameter 62 mm | 1 unit |  | 10 | Polymethyl methacrylate |  | Distribution wide 10 | Clear | Polymethyl methacrylate | Convex lens | Polycarbonate bowl/cover UV-resistant | 477 mm | 187 mm | [6 empty] | +/-10% | Safety class II | Acrylate | 0° |  | Philips standard surge protection level |  | 0 |  | 5 years |  | ADAM-d489ef5e6d104eeab37aa92100b5996f | https://www.assets.signify.com/is/image/PhilipsLighting/6b8471822cb8426bbbc6a92100b5a585 | ADAM-2649163959d14fe6b235a9ac00b0fd55 | https://www.assets.signify.com/is/content/PhilipsLighting/fp912300024270-pss-global |  |  | ADAM-9d93ad8ad6304a5886b3a92100b5dfaf | https://www.assets.signify.com/is/image/PhilipsLighting/1e7923852f744a2ea566a92100b5e098 | ADAM-e6938d3ba0ac4eba8939a9f400a753d8 | https://www.assets.signify.com/is/content/PhilipsLighting/6f863dfa21db4577a2c8a9f400a75740 |  |  |  |  | ADAM-c29f57c19e3e4cd79d27aa5700b67f75 | https://www.docs.signify.com/assets/ies/ofmt1_bdp2601xled74-4s740dw10.ies | [14 empty] | ADAM-61fe0541035543abaf97aa5700b67ab9 | https://www.docs.signify.com/assets/emd/ofmt2_bdp2601xled74-4s740dw10.ldt | [7 empty] | L97 |  | 5550 lumen | Gray |  | 70 | 4000 K | 43 W | 129 lm/W | 50 to 60 Hz | 740 neutral white | 5550 lumen |  | 43 W | 0.98 | [5 empty] | https://www.lighting.philips.com/link/912300024270_EU/prd/aa/en
FP-912400134021 | BCP435 3000 220-240 20 CE CQC | 912400134021 | 2015-07-20 00:00:00 |  |  | IP66 ¦ Dust penetration-protected, jet-proof |  |  |  | 3000 K |  |  |  |  | Yes | [8 empty] | -40 to +40 °C | 20° | [8 empty] | CE mark |  |  |  |  | Yes | [10 empty] | Aluminum die cast | IP66 ¦ Dust penetration-protected, jet-proof |  |  | 220 to 240 V |  |  | LED-HB ¦ LED High Brightness |  | No | 20° |  |  |  | IK06 ¦ 1 J | [7 empty] | Glass |  | Medium beam angle 20º | Clear | Glass | Flat | Tempered glass | [9 empty] | Safety class I | [9 empty] | ADAM-711734 | https://www.assets.signify.com/is/image/Signify/0d5926705fa2471fbbb5a50200155def | ADAM-20151211211355145 | https://www.assets.signify.com/is/content/PhilipsLighting/fp912400134021-pss-global |  |  | ADAM-711705 | https://www.assets.signify.com/is/image/PhilipsLighting/6c845e62243b471bad8aa5020014808b | ADAM-15bd7074103c4e79bd50a8ef00f0f873 | https://www.assets.signify.com/is/content/PhilipsLighting/8ed772b100194b92ae0da8ef00f0fb72 |  |  |  |  | ADAM-d7e59092a8d942dfa92ba88f01247045 | https://www.docs.signify.com/assets/ies/vaya_flood_mp_g2_3000k_20deg.ies | [16 empty] | ADAM-b8553da0b6464ed19705acf600e9fdad | https://www.assets.signify.com/is/content/Signify/97812a9c15af4e008290acf600ea0253 | [7 empty] | 5660 lumen | Dark gray |  | 80 | 3000 K | 68 W | 83.5 lm/W | 50 to 60 Hz | Neutral white | 5660 lumen |  | 68 W | [6 empty] | https://www.lighting.philips.com/link/912400134021_EU/prd/aa/en
FP-912400134022 | BCP435 3000 220-240 40 CE CQC | 912400134022 | 2015-07-20 00:00:00 |  |  | IP66 ¦ Dust penetration-protected, jet-proof |  |  |  | 3000 K |  |  |  |  | Yes | [8 empty] | -40 to +40 °C | 40° | [8 empty] | CE mark |  |  |  |  | Yes | [10 empty] | Aluminum die cast | IP66 ¦ Dust penetration-protected, jet-proof |  |  | 220 to 240 V |  |  | LED-HB ¦ LED High Brightness |  | No | 40° |  |  |  | IK06 ¦ 1 J | [7 empty] | Glass |  | Medium beam angle 40° | Clear | Glass | Flat | Tempered glass | [9 empty] | Safety class I | [9 empty] | ADAM-711734 | https://www.assets.signify.com/is/image/Signify/0d5926705fa2471fbbb5a50200155def | ADAM-20151211162648465 | https://www.assets.signify.com/is/content/PhilipsLighting/fp912400134022-pss-global |  |  | ADAM-711705 | https://www.assets.signify.com/is/image/PhilipsLighting/6c845e62243b471bad8aa5020014808b | ADAM-15bd7074103c4e79bd50a8ef00f0f873 | https://www.assets.signify.com/is/content/PhilipsLighting/8ed772b100194b92ae0da8ef00f0fb72 |  |  |  |  | ADAM-f3db833341ba4556be93a88f01247124 | https://www.docs.signify.com/assets/ies/vaya_flood_mp_g2_3000k_40deg.ies | [16 empty] | ADAM-b8553da0b6464ed19705acf600e9fdad | https://www.assets.signify.com/is/content/Signify/97812a9c15af4e008290acf600ea0253 | [7 empty] | 5180 lumen | Dark gray |  | 80 | 3000 K | 68 W | 76.3 lm/W | 50 to 60 Hz | Neutral white | 5180 lumen |  | 68 W | [6 empty] | https://www.lighting.philips.com/link/912400134022_EU/prd/aa/en
FP-912400134024 | BCP435 4000 220-240 20 CE CQC | 912400134024 | 2015-07-20 00:00:00 |  |  | IP66 ¦ Dust penetration-protected, jet-proof |  |  |  | 4000 K |  |  |  |  | Yes | [8 empty] | -40 to +40 °C | 20° | [8 empty] | CE mark |  |  |  |  | Yes | [10 empty] | Aluminum die cast | IP66 ¦ Dust penetration-protected, jet-proof |  |  | 220 to 240 V |  |  | LED-HB ¦ LED High Brightness |  | No | 20° |  |  |  | IK06 ¦ 1 J | [7 empty] | Glass |  | Medium beam angle 20º | Clear | Glass | Flat | Tempered glass | [9 empty] | Safety class I | [9 empty] | ADAM-711734 | https://www.assets.signify.com/is/image/Signify/0d5926705fa2471fbbb5a50200155def | ADAM-20151211075741547 | https://www.assets.signify.com/is/content/PhilipsLighting/fp912400134024-pss-global |  |  | ADAM-711705 | https://www.assets.signify.com/is/image/PhilipsLighting/6c845e62243b471bad8aa5020014808b | ADAM-15bd7074103c4e79bd50a8ef00f0f873 | https://www.assets.signify.com/is/content/PhilipsLighting/8ed772b100194b92ae0da8ef00f0fb72 |  |  |  |  | ADAM-45a97bd0ecf24788bcd2a88f012472d5 | https://www.docs.signify.com/assets/ies/vaya_flood_mp_g2_4000k_20deg.ies | [16 empty] | ADAM-b8553da0b6464ed19705acf600e9fdad | https://www.assets.signify.com/is/content/Signify/97812a9c15af4e008290acf600ea0253 | [7 empty] | 6150 lumen | Dark gray |  | 82 | 4000 K | 68 W | 90.8 lm/W | 50 to 60 Hz | Neutral white | 6150 lumen |  | 68 W | [6 empty] | https://www.lighting.philips.com/link/912400134024_EU/prd/aa/en
FP-912400134025 | BCP435 4000 220-240 40 CE CQC | 912400134025 | 2015-07-20 00:00:00 |  |  | IP66 ¦ Dust penetration-protected, jet-proof |  |  |  | 4000 K |  |  |  |  | Yes | [8 empty] | -40 to +40 °C | 40° | [8 empty] | CE mark |  |  |  |  | Yes | [10 empty] | Aluminum die cast | IP66 ¦ Dust penetration-protected, jet-proof |  |  | 220 to 240 V |  |  | LED-HB ¦ LED High Brightness |  | No | 40° |  |  |  | IK06 ¦ 1 J | [7 empty] | Glass |  | Medium beam angle 40° | Clear | Glass | Flat | Tempered glass | [9 empty] | Safety class I | [9 empty] | ADAM-711734 | https://www.assets.signify.com/is/image/Signify/0d5926705fa2471fbbb5a50200155def | ADAM-20151211131946167 | https://www.assets.signify.com/is/content/PhilipsLighting/fp912400134025-pss-global |  |  | ADAM-711705 | https://www.assets.signify.com/is/image/PhilipsLighting/6c845e62243b471bad8aa5020014808b | ADAM-15bd7074103c4e79bd50a8ef00f0f873 | https://www.assets.signify.com/is/content/PhilipsLighting/8ed772b100194b92ae0da8ef00f0fb72 |  |  |  |  | ADAM-2b51c5aa6a2d448bac17a88f012473bd | https://www.docs.signify.com/assets/ies/vaya_flood_mp_g2_4000k_40deg.ies | [16 empty] | ADAM-b8553da0b6464ed19705acf600e9fdad | https://www.assets.signify.com/is/content/Signify/97812a9c15af4e008290acf600ea0253 | [7 empty] | 5634 lumen | Dark gray |  | 82 | 4000 K | 68 W | 83.3 lm/W | 50 to 60 Hz | Neutral white | 5634 lumen |  | 68 W | [6 empty] | https://www.lighting.philips.com/link/912400134025_EU/prd/aa/en
FP-912401483031 | RS140B LED6-32-/827 PSR PI6 WH | 912401483031 | 2017-06-06 00:00:00 |  |  | IP65 ¦ Dust penetration-protected, jet-proof |  |  |  | 2700 K |  |  |  |  | Yes | [8 empty] | 0 to +35 °C |  |  | 32 degree(s) | [5 empty] | - | Yes | Push-in connector 6-pole | No | Analog |  | Yes | Power supply unit regulating |  |  | - |  | Stainless steel |  | For mounting on normally flammable surfaces |  | Temperature 650 °C, duration 30 s | Aluminum die cast | IP65 ¦ Dust penetration-protected, jet-proof | (0.46, 0.41) SDCM <lt/>5 |  | 220 to 240 V | 7 A | 500 ms |  |  | No | 32° | +/-10% |  | 10% | IK02 ¦ 0.2 J standard |  |  |  |  | 1 unit |  | 40 | Polycarbonate | Beam angle 32° |  | Clear | Polycarbonate |  |  | 95 mm | 59.5 mm | [6 empty] | +/-10% | Safety class II | Polycarbonate |  | Yes |  | 22 |  |  | 5 years |  | ADAM-20171115170427884 | https://www.assets.signify.com/is/image/Signify/f22fe6657e694e149d83a82c0108e5f4 | ADAM-20170824102611291 | https://www.assets.signify.com/is/content/PhilipsLighting/fp912401483031-pss-global |  |  | ADAM-20171115170513404 | https://www.assets.signify.com/is/image/PhilipsLighting/60fd846ab6a344fead32a82c01091b4d | ADAM-f5d491ee7dcc421bb96bad9b016f439b | https://www.assets.signify.com/is/content/Signify/e70397c5c4dc4dc6a46aad9b016f48a2 |  |  |  |  | ADAM-20160214141711717 | https://www.docs.signify.com/assets/ies/ifmt1_rs140b1xled6-32-827.ies | [14 empty] | ADAM-20160214141705614 | https://www.docs.signify.com/assets/emd/ifmt2_rs140b1xled6-32-827.ldt | [6 empty] | L70 |  |  | 650 lumen | White RAL9010 |  | 85 | 2700 K | 8 W | 82 lm/W | 50 to 60 Hz | 827 warm white | 650 lumen |  | 8 W | 0.9 | [5 empty] | https://www.lighting.philips.com/link/912401483031_EU/prd/aa/en
FP-912401483032 | RS140B LED6-32-/830 PSR PI6 WH | 912401483032 | 2017-06-06 00:00:00 |  |  | IP65 ¦ Dust penetration-protected, jet-proof |  |  |  | 3000 K |  |  |  |  | Yes | [8 empty] | 0 to +35 °C |  |  | 32 degree(s) | [5 empty] | - | Yes | Push-in connector 6-pole | No | Analog |  | Yes | Power supply unit regulating |  |  | - |  | Stainless steel |  | For mounting on normally flammable surfaces |  | Temperature 650 °C, duration 30 s | Aluminum die cast | IP65 ¦ Dust penetration-protected, jet-proof | (0.43, 0.40) SDCM <lt/>5 |  | 220 to 240 V | 7 A | 500 ms |  |  | No | 32° | +/-10% |  | 10% | IK02 ¦ 0.2 J standard |  |  |  |  | 1 unit |  | 40 | Polycarbonate | Beam angle 32° |  | Clear | Polycarbonate |  |  | 95 mm | 59.5 mm | [6 empty] | +/-10% | Safety class II | Polycarbonate |  | Yes |  | 22 |  |  | 5 years |  | ADAM-20171115170427884 | https://www.assets.signify.com/is/image/Signify/f22fe6657e694e149d83a82c0108e5f4 | ADAM-20170809080520119 | https://www.assets.signify.com/is/content/PhilipsLighting/fp912401483032-pss-global |  |  | ADAM-20171115170513404 | https://www.assets.signify.com/is/image/PhilipsLighting/60fd846ab6a344fead32a82c01091b4d | ADAM-f5d491ee7dcc421bb96bad9b016f439b | https://www.assets.signify.com/is/content/Signify/e70397c5c4dc4dc6a46aad9b016f48a2 |  |  |  |  | ADAM-20160214141830484 | https://www.docs.signify.com/assets/ies/ifmt1_rs140b1xled6-32-830.ies | [14 empty] | ADAM-20160214141829547 | https://www.docs.signify.com/assets/emd/ifmt2_rs140b1xled6-32-830.ldt | [6 empty] | L70 |  |  | 650 lumen | White RAL9010 |  | 85 | 3000 K | 8 W | 82 lm/W | 50 to 60 Hz | 830 warm white | 650 lumen |  | 8 W | 0.9 | [5 empty] | https://www.lighting.philips.com/link/912401483032_EU/prd/aa/en
FP-912401483033 | RS140B LED6-32-/840 PSR PI6 WH | 912401483033 | 2017-06-06 00:00:00 |  |  | IP65 ¦ Dust penetration-protected, jet-proof |  |  |  | 4000 K |  |  |  |  | Yes | [8 empty] | 0 to +35 °C |  |  | 32 degree(s) | [5 empty] | - | Yes | Push-in connector 6-pole | No | Analog |  | Yes | Power supply unit regulating |  |  | - |  | Stainless steel |  | For mounting on normally flammable surfaces |  | Temperature 650 °C, duration 30 s | Aluminum die cast | IP65 ¦ Dust penetration-protected, jet-proof | (0.38, 0.38) SDCM <lt/>5 |  | 220 to 240 V | 7 A | 500 ms |  |  | No | 32° | +/-10% |  | 10% | IK02 ¦ 0.2 J standard |  |  |  |  | 1 unit |  | 40 | Polycarbonate | Beam angle 32° |  | Clear | Polycarbonate |  |  | 95 mm | 59.5 mm | [6 empty] | +/-10% | Safety class II | Polycarbonate |  | Yes |  | 22 |  |  | 5 years |  | ADAM-20171115170427884 | https://www.assets.signify.com/is/image/Signify/f22fe6657e694e149d83a82c0108e5f4 | ADAM-20170824102338226 | https://www.assets.signify.com/is/content/PhilipsLighting/fp912401483033-pss-global |  |  | ADAM-20171115170513404 | https://www.assets.signify.com/is/image/PhilipsLighting/60fd846ab6a344fead32a82c01091b4d | ADAM-f5d491ee7dcc421bb96bad9b016f439b | https://www.assets.signify.com/is/content/Signify/e70397c5c4dc4dc6a46aad9b016f48a2 |  |  | ADAM-20171012112134822 | https://www.docs.signify.com/assets/3d8/63_philips_coreline+recessed+spot_rs140b.txt | ADAM-20160214141750231 | https://www.docs.signify.com/assets/ies/ifmt1_rs140b1xled6-32-840.ies | [14 empty] | ADAM-20160214141747621 | https://www.docs.signify.com/assets/emd/ifmt2_rs140b1xled6-32-840.ldt | [6 empty] | L70 |  |  | 650 lumen | White RAL9010 |  | 85 | 4000 K | 8 W | 82 lm/W | 50 to 60 Hz | 840 neutral white | 650 lumen |  | 8 W | 0.9 | [5 empty] | https://www.lighting.philips.com/link/912401483033_EU/prd/aa/en
FP-912401483034 | RS141B LED6-32-/827 PSR PI6 WH | 912401483034 | 2017-06-06 00:00:00 |  |  | IP44 ¦ Wire-protected, splash-proof |  |  |  | 2700 K |  |  |  |  | Yes | [8 empty] | 0 to +35 °C |  |  | 32 degree(s) | [5 empty] | - | Yes | Push-in connector 6-pole | No | Analog |  | Yes | Power supply unit regulating |  |  | - |  | Stainless steel |  | For mounting on normally flammable surfaces |  | Temperature 650 °C, duration 30 s | Aluminum die cast | IP44 ¦ Wire-protected, splash-proof | (0.46, 0.41) SDCM <lt/>5 |  | 220 to 240 V | 7 A | 500 ms |  |  | No | 32° | +/-10% |  | 10% | IK02 ¦ 0.2 J standard |  |  |  |  | 1 unit |  | 40 | Polycarbonate | Beam angle 32° |  | Clear | Polycarbonate |  |  | 95 mm | 59.5 mm | [6 empty] | +/-10% | Safety class II | Polycarbonate |  | Yes |  | 22 |  |  | 5 years |  | ADAM-20170630154524000 | https://www.assets.signify.com/is/image/Signify/890497e423ab41d68b49a7a200e252ae | ADAM-20170920211626638 | https://www.assets.signify.com/is/content/PhilipsLighting/fp912401483034-pss-global |  |  | ADAM-20171115170514442 | https://www.assets.signify.com/is/image/PhilipsLighting/0461aa9f8ddb410dae96a82c01091c82 | ADAM-f5d491ee7dcc421bb96bad9b016f439b | https://www.assets.signify.com/is/content/Signify/e70397c5c4dc4dc6a46aad9b016f48a2 |  |  | ADAM-20171012112137362 | https://www.docs.signify.com/assets/3d8/63_philips_coreline+recessed+spot_rs141b.txt | ADAM-20160826145457574 | https://www.docs.signify.com/assets/ies/ifmt1_rs141b1xled6-32-827.ies | [14 empty] | ADAM-20160826145455967 | https://www.docs.signify.com/assets/emd/ifmt2_rs141b1xled6-32-827.ldt | [6 empty] | L70 |  |  | 650 lumen | White RAL9010 |  | 85 | 2700 K | 8 W | 82 lm/W | 50 to 60 Hz | 827 warm white | 650 lumen |  | 8 W | 0.9 | [5 empty] | https://www.lighting.philips.com/link/912401483034_EU/prd/aa/en
FP-912401483035 | RS141B LED6-32-/830 PSR PI6 WH | 912401483035 | 2017-06-06 00:00:00 |  |  | IP44 ¦ Wire-protected, splash-proof |  |  |  | 3000 K |  |  |  |  | Yes | [8 empty] | 0 to +35 °C |  |  | 32 degree(s) | [5 empty] | - | Yes | Push-in connector 6-pole | No | Analog |  | Yes | Power supply unit regulating |  |  | - |  | Stainless steel |  | For mounting on normally flammable surfaces |  | Temperature 650 °C, duration 30 s | Aluminum die cast | IP44 ¦ Wire-protected, splash-proof | (0.43, 0.40) SDCM <lt/>5 |  | 220 to 240 V | 7 A | 500 ms |  |  | No | 32° | +/-10% |  | 10% | IK02 ¦ 0.2 J standard |  |  |  |  | 1 unit |  | 40 | Polycarbonate | Beam angle 32° |  | Clear | Polycarbonate |  |  | 95 mm | 59.5 mm | [6 empty] | +/-10% | Safety class II | Polycarbonate |  | Yes |  | 22 |  |  | 5 years |  | ADAM-20170630154524000 | https://www.assets.signify.com/is/image/Signify/890497e423ab41d68b49a7a200e252ae | ADAM-20170920211633393 | https://www.assets.signify.com/is/content/PhilipsLighting/fp912401483035-pss-global |  |  | ADAM-20171115170514442 | https://www.assets.signify.com/is/image/PhilipsLighting/0461aa9f8ddb410dae96a82c01091c82 | ADAM-f5d491ee7dcc421bb96bad9b016f439b | https://www.assets.signify.com/is/content/Signify/e70397c5c4dc4dc6a46aad9b016f48a2 |  |  | ADAM-20171012112137362 | https://www.docs.signify.com/assets/3d8/63_philips_coreline+recessed+spot_rs141b.txt | ADAM-20160826145437356 | https://www.docs.signify.com/assets/ies/ifmt1_rs141b1xled6-32-830.ies | [14 empty] | ADAM-20160826145434969 | https://www.docs.signify.com/assets/emd/ifmt2_rs141b1xled6-32-830.ldt | [6 empty] | L70 |  |  | 650 lumen | White RAL9010 |  | 85 | 3000 K | 8 W | 82 lm/W | 50 to 60 Hz | 830 warm white | 650 lumen |  | 8 W | 0.9 | [5 empty] | https://www.lighting.philips.com/link/912401483035_EU/prd/aa/en
FP-912401483036 | RS141B LED6-32-/840 PSR PI6 WH | 912401483036 | 2017-06-06 00:00:00 |  |  | IP44 ¦ Wire-protected, splash-proof |  |  |  | 4000 K |  |  |  |  | Yes | [8 empty] | 0 to +35 °C |  |  | 32 degree(s) | [5 empty] | - | Yes | Push-in connector 6-pole | No | Analog |  | Yes | Power supply unit regulating |  |  | - |  | Stainless steel |  | For mounting on normally flammable surfaces |  | Temperature 650 °C, duration 30 s | Aluminum die cast | IP44 ¦ Wire-protected, splash-proof | (0.38, 0.38) SDCM <lt/>5 |  | 220 to 240 V | 7 A | 500 ms |  |  | No | 32° | +/-10% |  | 10% | IK02 ¦ 0.2 J standard |  |  |  |  | 1 unit |  | 40 | Polycarbonate | Beam angle 32° |  | Clear | Polycarbonate |  |  | 95 mm | 59.5 mm | [6 empty] | +/-10% | Safety class II | Polycarbonate |  | Yes |  | 22 |  |  | 5 years |  | ADAM-20170630154524000 | https://www.assets.signify.com/is/image/Signify/890497e423ab41d68b49a7a200e252ae | ADAM-20170920211623544 | https://www.assets.signify.com/is/content/PhilipsLighting/fp912401483036-pss-global |  |  | ADAM-20171115170514442 | https://www.assets.signify.com/is/image/PhilipsLighting/0461aa9f8ddb410dae96a82c01091c82 | ADAM-f5d491ee7dcc421bb96bad9b016f439b | https://www.assets.signify.com/is/content/Signify/e70397c5c4dc4dc6a46aad9b016f48a2 |  |  | ADAM-20171012112137362 | https://www.docs.signify.com/assets/3d8/63_philips_coreline+recessed+spot_rs141b.txt | ADAM-20160826145537791 | https://www.docs.signify.com/assets/ies/ifmt1_rs141b1xled6-32-840.ies | [14 empty] | ADAM-20160826145536355 | https://www.docs.signify.com/assets/emd/ifmt2_rs141b1xled6-32-840.ldt | [6 empty] | L70 |  |  | 650 lumen | White RAL9010 |  | 85 | 4000 K | 8 W | 82 lm/W | 50 to 60 Hz | 840 neutral white | 650 lumen |  | 8 W | 0.9 | [5 empty] | https://www.lighting.philips.com/link/912401483036_EU/prd/aa/en
FP-912401483037 | RS141B LED9-32-/830 PSR PI6 WH | 912401483037 | 2017-06-06 00:00:00 |  |  | IP44 ¦ Wire-protected, splash-proof |  |  |  | 3000 K |  |  |  |  | Yes | [8 empty] | 0 to +35 °C |  |  | 32 degree(s) | [5 empty] | - | Yes | Push-in connector 6-pole | No | Analog |  | Yes | Power supply unit regulating |  |  | - |  | Stainless steel |  | For mounting on normally flammable surfaces |  | Temperature 650 °C, duration 30 s | Aluminum die cast | IP44 ¦ Wire-protected, splash-proof | (0.43, 0.40) SDCM <lt/>5 |  | 220 to 240 V | 7 A | 500 ms |  |  | No | 32° | +/-10% |  | 10% | IK02 ¦ 0.2 J standard |  |  |  |  | 1 unit |  | 40 | Polycarbonate | Beam angle 32° |  | Clear | Polycarbonate |  |  | 95 mm | 59.5 mm | [6 empty] | +/-10% | Safety class II | Polycarbonate |  | Yes |  | 22 |  |  | 5 years |  | ADAM-20170630154524000 | https://www.assets.signify.com/is/image/Signify/890497e423ab41d68b49a7a200e252ae | ADAM-20170920211636712 | https://www.assets.signify.com/is/content/PhilipsLighting/fp912401483037-pss-global |  |  | ADAM-20171115170514442 | https://www.assets.signify.com/is/image/PhilipsLighting/0461aa9f8ddb410dae96a82c01091c82 | ADAM-f5d491ee7dcc421bb96bad9b016f439b | https://www.assets.signify.com/is/content/Signify/e70397c5c4dc4dc6a46aad9b016f48a2 |  |  | ADAM-20171012112137362 | https://www.docs.signify.com/assets/3d8/63_philips_coreline+recessed+spot_rs141b.txt | ADAM-1babcc0f1843490aae5bab0d014f796f | https://www.docs.signify.com/assets/ies/ifmt1_rs141b1xled9s830.ies | [14 empty] | ADAM-05758d1b4239415f8b38ab0d014f74ed | https://www.docs.signify.com/assets/emd/ifmt2_rs141b1xled9s830.ldt | [6 empty] | L70 |  |  | 900 lumen | White RAL9010 |  | 85 | 3000 K | 11 W | 82 lm/W | 50 to 60 Hz | 830 warm white | 900 lumen |  | 11 W | 0.9 | [5 empty] | https://www.lighting.philips.com/link/912401483037_EU/prd/aa/en
FP-912401483038 | RS141B LED9-32-/840 PSR PI6 WH | 912401483038 | 2017-06-06 00:00:00 |  |  | IP44 ¦ Wire-protected, splash-proof |  |  |  | 4000 K |  |  |  |  | Yes | [8 empty] | 0 to +35 °C |  |  | 32 degree(s) | [5 empty] | - | Yes | Push-in connector 6-pole | No | Analog |  | Yes | Power supply unit regulating |  |  | - |  | Stainless steel |  | For mounting on normally flammable surfaces |  | Temperature 650 °C, duration 30 s | Aluminum die cast | IP44 ¦ Wire-protected, splash-proof | (0.38, 0.38) SDCM <lt/>5 |  | 220 to 240 V | 7 A | 500 ms |  |  | No | 32° | +/-10% |  | 10% | IK02 ¦ 0.2 J standard |  |  |  |  | 1 unit |  | 40 | Polycarbonate | Beam angle 32° |  | Clear | Polycarbonate |  |  | 95 mm | 59.5 mm | [6 empty] | +/-10% | Safety class II | Polycarbonate |  | Yes |  | 22 |  |  | 5 years |  | ADAM-20170630154524000 | https://www.assets.signify.com/is/image/Signify/890497e423ab41d68b49a7a200e252ae | ADAM-20170920211628021 | https://www.assets.signify.com/is/content/PhilipsLighting/fp912401483038-pss-global |  |  | ADAM-20171115170514442 | https://www.assets.signify.com/is/image/PhilipsLighting/0461aa9f8ddb410dae96a82c01091c82 | ADAM-f5d491ee7dcc421bb96bad9b016f439b | https://www.assets.signify.com/is/content/Signify/e70397c5c4dc4dc6a46aad9b016f48a2 |  |  | ADAM-20171012112137362 | https://www.docs.signify.com/assets/3d8/63_philips_coreline+recessed+spot_rs141b.txt | ADAM-8b1cd799e3b744fd8fe4ab0d014fa804 | https://www.docs.signify.com/assets/ies/ifmt1_rs141b1xled9s840.ies | [14 empty] | ADAM-9a6f678455d44e63aa51ab0d014fa2ca | https://www.docs.signify.com/assets/emd/ifmt2_rs141b1xled9s840.ldt | [6 empty] | L70 |  |  | 900 lumen | White RAL9010 |  | 85 | 4000 K | 11 W | 82 lm/W | 50 to 60 Hz | 840 neutral white | 900 lumen |  | 11 W | 0.9 | [5 empty] | https://www.lighting.philips.com/link/912401483038_EU/prd/aa/en
FP-912401483039 | RS140B LED9-32-/830 PSR PI6 WH | 912401483039 | 2017-06-06 00:00:00 |  |  | IP65 ¦ Dust penetration-protected, jet-proof |  |  |  | 3000 K |  |  |  |  | Yes | [8 empty] | 0 to +35 °C |  |  | 32 degree(s) | [5 empty] | - | Yes | Push-in connector 6-pole | No | Analog |  | Yes | Power supply unit regulating |  |  | - |  | Stainless steel |  | For mounting on normally flammable surfaces |  | Temperature 650 °C, duration 30 s | Aluminum die cast | IP65 ¦ Dust penetration-protected, jet-proof | (0.43, 0.40) SDCM <lt/>5 |  | 220 to 240 V | 7 A | 500 ms |  |  | No | 32° | +/-10% |  | 10% | IK02 ¦ 0.2 J standard |  |  |  |  | 1 unit |  | 40 | Polycarbonate | Beam angle 32° |  | Clear | Polycarbonate |  |  | 95 mm | 59.5 mm | [6 empty] | +/-10% | Safety class II | Polycarbonate |  | Yes |  | 22 |  |  | 5 years |  | ADAM-20171115170427884 | https://www.assets.signify.com/is/image/Signify/f22fe6657e694e149d83a82c0108e5f4 | ADAM-20170824102509133 | https://www.assets.signify.com/is/content/PhilipsLighting/fp912401483039-pss-global |  |  | ADAM-20171115170513404 | https://www.assets.signify.com/is/image/PhilipsLighting/60fd846ab6a344fead32a82c01091b4d | ADAM-f5d491ee7dcc421bb96bad9b016f439b | https://www.assets.signify.com/is/content/Signify/e70397c5c4dc4dc6a46aad9b016f48a2 |  |  |  |  | ADAM-5a16e58f61a44d799d67ab0d014e529a | https://www.docs.signify.com/assets/ies/ifmt1_rs140b1xled9s830.ies | [14 empty] | ADAM-d5b76726c24046faa5ccab0d014e4b45 | https://www.docs.signify.com/assets/emd/ifmt2_rs140b1xled9s830.ldt | [6 empty] | L70 |  |  | 900 lumen | White RAL9010 |  | 85 | 3000 K | 11 W | 82 lm/W | 50 to 60 Hz | 830 warm white | 900 lumen |  | 11 W | 0.9 | [5 empty] | https://www.lighting.philips.com/link/912401483039_EU/prd/aa/en
FP-912401483040 | RS140B LED9-32-/840 PSR PI6 WH | 912401483040 | 2017-06-06 00:00:00 |  |  | IP65 ¦ Dust penetration-protected, jet-proof |  |  |  | 4000 K |  |  |  |  | Yes | [8 empty] | 0 to +35 °C |  |  | 32 degree(s) | [5 empty] | - | Yes | Push-in connector 6-pole | No | Analog |  | Yes | Power supply unit regulating |  |  | - |  | Stainless steel |  | For mounting on normally flammable surfaces |  | Temperature 650 °C, duration 30 s | Aluminum die cast | IP65 ¦ Dust penetration-protected, jet-proof | (0.38, 0.38) SDCM <lt/>5 |  | 220 to 240 V | 7 A | 500 ms |  |  | No | 32° | +/-10% |  | 10% | IK02 ¦ 0.2 J standard |  |  |  |  | 1 unit |  | 40 | Polycarbonate | Beam angle 32° |  | Clear | Polycarbonate |  |  | 95 mm | 59.5 mm | [6 empty] | +/-10% | Safety class II | Polycarbonate |  | Yes |  | 22 |  |  | 5 years |  | ADAM-20171115170427884 | https://www.assets.signify.com/is/image/Signify/f22fe6657e694e149d83a82c0108e5f4 | ADAM-20170824092821771 | https://www.assets.signify.com/is/content/PhilipsLighting/fp912401483040-pss-global |  |  | ADAM-20171115170513404 | https://www.assets.signify.com/is/image/PhilipsLighting/60fd846ab6a344fead32a82c01091b4d | ADAM-f5d491ee7dcc421bb96bad9b016f439b | https://www.assets.signify.com/is/content/Signify/e70397c5c4dc4dc6a46aad9b016f48a2 |  |  |  |  | ADAM-0751802a5992495f9544ab0d014ea5a1 | https://www.docs.signify.com/assets/ies/ifmt1_rs140b1xled9s840.ies | [14 empty] | ADAM-f2e4289b0447452dbd2fab0d014ea079 | https://www.docs.signify.com/assets/emd/ifmt2_rs140b1xled9s840.ldt | [6 empty] | L70 |  |  | 900 lumen | White RAL9010 |  | 85 | 4000 K | 11 W | 82 lm/W | 50 to 60 Hz | 840 neutral white | 900 lumen |  | 11 W | 0.9 | [5 empty] | https://www.lighting.philips.com/link/912401483040_EU/prd/aa/en
FP-912401483041 | RS141B LED12-36-/830 PSR PI6 WH | 912401483041 | 2017-08-09 00:00:00 |  |  | IP44 ¦ Wire-protected, splash-proof |  |  |  | 3000 K |  |  |  |  | Yes | [8 empty] | 0 to +35 °C |  |  | 36 degree(s) | [5 empty] | - | Yes | Push-in connector 6-pole | No | Analog |  | Yes | Power supply unit regulating |  |  | - |  | Stainless steel |  | For mounting on normally flammable surfaces |  | Temperature 650 °C, duration 30 s | Aluminum die cast | IP44 ¦ Wire-protected, splash-proof | (0.43, 0.40) SDCM <lt/>5 |  | 220 to 240 V | 7 A | 500 ms |  |  | No | 36° | +/-10% |  | 10% | IK02 ¦ 0.2 J standard |  |  |  |  | 1 unit |  | 40 | Polycarbonate | Beam angle 36° |  | Clear | Polycarbonate |  |  | 95 mm | 59.5 mm | [6 empty] | +/-10% | Safety class II | Polycarbonate |  | Yes |  | 22 |  |  | 5 years |  | ADAM-20170630154524000 | https://www.assets.signify.com/is/image/Signify/890497e423ab41d68b49a7a200e252ae | ADAM-20171201212836633 | https://www.assets.signify.com/is/content/PhilipsLighting/fp912401483041-pss-global |  |  | ADAM-20171115170514442 | https://www.assets.signify.com/is/image/PhilipsLighting/0461aa9f8ddb410dae96a82c01091c82 | ADAM-e60d7bc2c4884c1db1dfad9b016f4beb | https://www.assets.signify.com/is/content/Signify/92a7b85e49de4555aba7ad9b016f518d |  |  |  |  | ADAM-1792113e47e5425a95c1ab0d014fd4e2 | https://www.docs.signify.com/assets/ies/ifmt1_rs141b1xled12s830.ies | [14 empty] | ADAM-f632287322004ec59e69ab0d014fccd8 | https://www.docs.signify.com/assets/emd/ifmt2_rs141b1xled12s830.ldt | [6 empty] | L70 |  |  | 1200 lumen | White RAL9010 |  | 85 | 3000 K | 15 W | 82 lm/W | 50 to 60 Hz | 830 warm white | 1200 lumen |  | 15 W | 0.9 | [5 empty] | https://www.lighting.philips.com/link/912401483041_EU/prd/aa/en
FP-912401483043 | RS140B LED12-36-/830 PSR PI6 WH | 912401483043 | 2017-08-09 00:00:00 |  |  | IP65 ¦ Dust penetration-protected, jet-proof |  |  |  | 3000 K |  |  |  |  | Yes | [8 empty] | 0 to +35 °C |  |  | 36 degree(s) | [5 empty] | - | Yes | Push-in connector 6-pole | No | Analog |  | Yes | Power supply unit regulating |  |  | - |  | Stainless steel |  | For mounting on normally flammable surfaces |  | Temperature 650 °C, duration 30 s | Aluminum die cast | IP65 ¦ Dust penetration-protected, jet-proof | (0.43, 0.40) SDCM <lt/>5 |  | 220 to 240 V | 7 A | 500 ms |  |  | No | 36° | +/-10% |  | 10% | IK02 ¦ 0.2 J standard |  |  |  |  | 1 unit |  | 40 | Polycarbonate | Beam angle 36° |  | Clear | Polycarbonate |  |  | 95 mm | 59.5 mm | [6 empty] | +/-10% | Safety class II | Polycarbonate |  | Yes |  | 22 |  |  | 5 years |  | ADAM-20171115170427884 | https://www.assets.signify.com/is/image/Signify/f22fe6657e694e149d83a82c0108e5f4 | ADAM-20171201212820356 | https://www.assets.signify.com/is/content/PhilipsLighting/fp912401483043-pss-global |  |  | ADAM-571022 | https://www.assets.signify.com/is/image/PhilipsLighting/52893f94b4a84144b609a4a4010131e9 | ADAM-e60d7bc2c4884c1db1dfad9b016f4beb | https://www.assets.signify.com/is/content/Signify/92a7b85e49de4555aba7ad9b016f518d |  |  | ADAM-20171012112134822 | https://www.docs.signify.com/assets/3d8/63_philips_coreline+recessed+spot_rs140b.txt | ADAM-540f572d863045568e5aab0d014ecc51 | https://www.docs.signify.com/assets/ies/ifmt1_rs140b1xled12s830.ies | [14 empty] | ADAM-01d4e4259c744714af20ab0d014ec7fa | https://www.docs.signify.com/assets/emd/ifmt2_rs140b1xled12s830.ldt | [6 empty] | L70 |  |  | 1200 lumen | White RAL9010 |  | 85 | 3000 K | 15 W | 82 lm/W | 50 to 60 Hz | 830 warm white | 1200 lumen |  | 15 W | 0.9 | [5 empty] | https://www.lighting.philips.com/link/912401483043_EU/prd/aa/en
FP-912401483047 | RS140B LED6-32-/840 PSR PI6 ALU | 912401483047 | 2017-06-06 00:00:00 |  |  | IP65 ¦ Dust penetration-protected, jet-proof |  |  |  | 4000 K |  |  |  |  | Yes | [8 empty] | 0 to +35 °C |  |  | 32 degree(s) | [5 empty] | - | Yes | Push-in connector 6-pole | No | Analog |  | Yes | Power supply unit regulating |  |  | - |  | Stainless steel |  | For mounting on normally flammable surfaces |  | Temperature 650 °C, duration 30 s | Aluminum die cast | IP65 ¦ Dust penetration-protected, jet-proof | (0.38, 0.38) SDCM <lt/>5 |  | 220 to 240 V | 7 A | 500 ms |  |  | No | 32° | +/-10% |  | 10% | IK02 ¦ 0.2 J standard |  |  |  |  | 1 unit |  | 40 | Polycarbonate | Beam angle 32° |  | Clear | Polycarbonate |  |  | 95 mm | 59.5 mm | [6 empty] | +/-10% | Safety class II | Polycarbonate |  | Yes |  | 22 |  |  | 5 years |  | ADAM-20171115170423423 | https://www.assets.signify.com/is/image/Signify/2a6489f3d6094848af8ba82c0108e0ca | ADAM-20170824101818627 | https://www.assets.signify.com/is/content/PhilipsLighting/fp912401483047-pss-global |  |  | ADAM-20170630154524824 | https://www.assets.signify.com/is/image/PhilipsLighting/2287e4e954d74b1da23ba7a200e255ae | ADAM-f5d491ee7dcc421bb96bad9b016f439b | https://www.assets.signify.com/is/content/Signify/e70397c5c4dc4dc6a46aad9b016f48a2 |  |  |  |  | ADAM-20160214141750231 | https://www.docs.signify.com/assets/ies/ifmt1_rs140b1xled6-32-840.ies | [14 empty] | ADAM-20160214141747621 | https://www.docs.signify.com/assets/emd/ifmt2_rs140b1xled6-32-840.ldt | [6 empty] | L70 |  |  | 650 lumen | Aluminum |  | 85 | 4000 K | 8 W | 82 lm/W | 50 to 60 Hz | 840 neutral white | 650 lumen |  | 8 W | 0.9 | [5 empty] | https://www.lighting.philips.com/link/912401483047_EU/prd/aa/en
FP-912401483048 | RS141B LED6-32-/827 PSR PI6 ALU | 912401483048 | 2017-06-06 00:00:00 |  |  | IP44 ¦ Wire-protected, splash-proof |  |  |  | 2700 K |  |  |  |  | Yes | [8 empty] | 0 to +35 °C |  |  | 32 degree(s) | [5 empty] | - | Yes | Push-in connector 6-pole | No | Analog |  | Yes | Power supply unit regulating |  |  | - |  | Stainless steel |  | For mounting on normally flammable surfaces |  | Temperature 650 °C, duration 30 s | Aluminum die cast | IP44 ¦ Wire-protected, splash-proof | (0.46, 0.41) SDCM <lt/>5 |  | 220 to 240 V | 7 A | 500 ms |  |  | No | 32° | +/-10% |  | 10% | IK02 ¦ 0.2 J standard |  |  |  |  | 1 unit |  | 40 | Polycarbonate | Beam angle 32° |  | Clear | Polycarbonate |  |  | 95 mm | 59.5 mm | [6 empty] | +/-10% | Safety class II | Polycarbonate |  | Yes |  | 22 |  |  | 5 years |  | ADAM-20171115170435350 | https://www.assets.signify.com/is/image/Signify/57f0040cb4314a35a9dba82c0108eeb5 | ADAM-20170920211631406 | https://www.assets.signify.com/is/content/PhilipsLighting/fp912401483048-pss-global |  |  | ADAM-20171115170514442 | https://www.assets.signify.com/is/image/PhilipsLighting/0461aa9f8ddb410dae96a82c01091c82 | ADAM-f5d491ee7dcc421bb96bad9b016f439b | https://www.assets.signify.com/is/content/Signify/e70397c5c4dc4dc6a46aad9b016f48a2 |  |  | ADAM-20171012112137362 | https://www.docs.signify.com/assets/3d8/63_philips_coreline+recessed+spot_rs141b.txt | ADAM-20160826145457574 | https://www.docs.signify.com/assets/ies/ifmt1_rs141b1xled6-32-827.ies | [14 empty] | ADAM-20160826145455967 | https://www.docs.signify.com/assets/emd/ifmt2_rs141b1xled6-32-827.ldt | [6 empty] | L70 |  |  | 650 lumen | Aluminum |  | 85 | 2700 K | 8 W | 82 lm/W | 50 to 60 Hz | 827 warm white | 650 lumen |  | 8 W | 0.9 | [5 empty] | https://www.lighting.philips.com/link/912401483048_EU/prd/aa/en
FP-912401483049 | RS141B LED6-32-/830 PSR PI6 ALU | 912401483049 | 2017-06-06 00:00:00 |  |  | IP44 ¦ Wire-protected, splash-proof |  |  |  | 3000 K |  |  |  |  | Yes | [8 empty] | 0 to +35 °C |  |  | 32 degree(s) | [5 empty] | - | Yes | Push-in connector 6-pole | No | Analog |  | Yes | Power supply unit regulating |  |  | - |  | Stainless steel |  | For mounting on normally flammable surfaces |  | Temperature 650 °C, duration 30 s | Aluminum die cast | IP44 ¦ Wire-protected, splash-proof | (0.43, 0.40) SDCM <lt/>5 |  | 220 to 240 V | 7 A | 500 ms |  |  | No | 32° | +/-10% |  | 10% | IK02 ¦ 0.2 J standard |  |  |  |  | 1 unit |  | 40 | Polycarbonate | Beam angle 32° |  | Clear | Polycarbonate |  |  | 95 mm | 59.5 mm | [6 empty] | +/-10% | Safety class II | Polycarbonate |  | Yes |  | 22 |  |  | 5 years |  | ADAM-20171115170435350 | https://www.assets.signify.com/is/image/Signify/57f0040cb4314a35a9dba82c0108eeb5 | ADAM-20170920211653050 | https://www.assets.signify.com/is/content/PhilipsLighting/fp912401483049-pss-global |  |  | ADAM-20171115170514442 | https://www.assets.signify.com/is/image/PhilipsLighting/0461aa9f8ddb410dae96a82c01091c82 | ADAM-f5d491ee7dcc421bb96bad9b016f439b | https://www.assets.signify.com/is/content/Signify/e70397c5c4dc4dc6a46aad9b016f48a2 |  |  | ADAM-20171012112137362 | https://www.docs.signify.com/assets/3d8/63_philips_coreline+recessed+spot_rs141b.txt | ADAM-20160826145437356 | https://www.docs.signify.com/assets/ies/ifmt1_rs141b1xled6-32-830.ies | [14 empty] | ADAM-20160826145434969 | https://www.docs.signify.com/assets/emd/ifmt2_rs141b1xled6-32-830.ldt | [6 empty] | L70 |  |  | 650 lumen | Aluminum |  | 85 | 3000 K | 8 W | 82 lm/W | 50 to 60 Hz | 830 warm white | 650 lumen |  | 8 W | 0.9 | [5 empty] | https://www.lighting.philips.com/link/912401483049_EU/prd/aa/en
FP-912401483050 | RS141B LED6-32-/840 PSR PI6 ALU | 912401483050 | 2017-06-06 00:00:00 |  |  | IP44 ¦ Wire-protected, splash-proof |  |  |  | 4000 K |  |  |  |  | Yes | [8 empty] | 0 to +35 °C |  |  | 32 degree(s) | [5 empty] | - | Yes | Push-in connector 6-pole | No | Analog |  | Yes | Power supply unit regulating |  |  | - |  | Stainless steel |  | For mounting on normally flammable surfaces |  | Temperature 650 °C, duration 30 s | Aluminum die cast | IP44 ¦ Wire-protected, splash-proof | (0.38, 0.38) SDCM <lt/>5 |  | 220 to 240 V | 7 A | 500 ms |  |  | No | 32° | +/-10% |  | 10% | IK02 ¦ 0.2 J standard |  |  |  |  | 1 unit |  | 40 | Polycarbonate | Beam angle 32° |  | Clear | Polycarbonate |  |  | 95 mm | 59.5 mm | [6 empty] | +/-10% | Safety class II | Polycarbonate |  | Yes |  | 22 |  |  | 5 years |  | ADAM-20171115170435350 | https://www.assets.signify.com/is/image/Signify/57f0040cb4314a35a9dba82c0108eeb5 | ADAM-20170920211701585 | https://www.assets.signify.com/is/content/PhilipsLighting/fp912401483050-pss-global |  |  | ADAM-20171115170514442 | https://www.assets.signify.com/is/image/PhilipsLighting/0461aa9f8ddb410dae96a82c01091c82 | ADAM-f5d491ee7dcc421bb96bad9b016f439b | https://www.assets.signify.com/is/content/Signify/e70397c5c4dc4dc6a46aad9b016f48a2 |  |  | ADAM-20171012112137362 | https://www.docs.signify.com/assets/3d8/63_philips_coreline+recessed+spot_rs141b.txt | ADAM-20160826145537791 | https://www.docs.signify.com/assets/ies/ifmt1_rs141b1xled6-32-840.ies | [14 empty] | ADAM-20160826145536355 | https://www.docs.signify.com/assets/emd/ifmt2_rs141b1xled6-32-840.ldt | [6 empty] | L70 |  |  | 650 lumen | Aluminum |  | 85 | 4000 K | 8 W | 82 lm/W | 50 to 60 Hz | 840 neutral white | 650 lumen |  | 8 W | 0.9 | [5 empty] | https://www.lighting.philips.com/link/912401483050_EU/prd/aa/en
FP-912401483051 | RS140B LED9-32-/830 PSR PI6 ALU | 912401483051 | 2017-06-06 00:00:00 |  |  | IP65 ¦ Dust penetration-protected, jet-proof |  |  |  | 3000 K |  |  |  |  | Yes | [8 empty] | 0 to +35 °C |  |  | 32 degree(s) | [5 empty] | - | Yes | Push-in connector 6-pole | No | Analog |  | Yes | Power supply unit regulating |  |  | - |  | Stainless steel |  | For mounting on normally flammable surfaces |  | Temperature 650 °C, duration 30 s | Aluminum die cast | IP65 ¦ Dust penetration-protected, jet-proof | (0.43, 0.40) SDCM <lt/>5 |  | 220 to 240 V | 7 A | 500 ms |  |  | No | 32° | +/-10% |  | 10% | IK02 ¦ 0.2 J standard |  |  |  |  | 1 unit |  | 40 | Polycarbonate | Beam angle 32° |  | Clear | Polycarbonate |  |  | 95 mm | 59.5 mm | [6 empty] | +/-10% | Safety class II | Polycarbonate |  | Yes |  | 22 |  |  | 5 years |  | ADAM-20171115170423423 | https://www.assets.signify.com/is/image/Signify/2a6489f3d6094848af8ba82c0108e0ca | ADAM-20170824092959585 | https://www.assets.signify.com/is/content/PhilipsLighting/fp912401483051-pss-global |  |  | ADAM-20170630154524824 | https://www.assets.signify.com/is/image/PhilipsLighting/2287e4e954d74b1da23ba7a200e255ae | ADAM-f5d491ee7dcc421bb96bad9b016f439b | https://www.assets.signify.com/is/content/Signify/e70397c5c4dc4dc6a46aad9b016f48a2 |  |  |  |  | ADAM-6b10f06d57f34f52a036ab0d014e24c6 | https://www.docs.signify.com/assets/ies/ifmt1_rs140b1xled9s830.ies | [14 empty] | ADAM-5a3bb56f346f4419be3dab0d014e1cb4 | https://www.docs.signify.com/assets/emd/ifmt2_rs140b1xled9s830.ldt | [6 empty] | L70 |  |  | 900 lumen | Aluminum |  | 85 | 3000 K | 11 W | 82 lm/W | 50 to 60 Hz | 830 warm white | 900 lumen |  | 11 W | 0.9 | [5 empty] | https://www.lighting.philips.com/link/912401483051_EU/prd/aa/en
FP-912401483052 | RS140B LED9-32-/840 PSR PI6 ALU | 912401483052 | 2017-06-06 00:00:00 |  |  | IP65 ¦ Dust penetration-protected, jet-proof |  |  |  | 4000 K |  |  |  |  | Yes | [8 empty] | 0 to +35 °C |  |  | 32 degree(s) | [5 empty] | - | Yes | Push-in connector 6-pole | No | Analog |  | Yes | Power supply unit regulating |  |  | - |  | Stainless steel |  | For mounting on normally flammable surfaces |  | Temperature 650 °C, duration 30 s | Aluminum die cast | IP65 ¦ Dust penetration-protected, jet-proof | (0.38, 0.38) SDCM <lt/>5 |  | 220 to 240 V | 7 A | 500 ms |  |  | No | 32° | +/-10% |  | 10% | IK02 ¦ 0.2 J standard |  |  |  |  | 1 unit |  | 40 | Polycarbonate | Beam angle 32° |  | Clear | Polycarbonate |  |  | 95 mm | 59.5 mm | [6 empty] | +/-10% | Safety class II | Polycarbonate |  | Yes |  | 22 |  |  | 5 years |  | ADAM-20171115170423423 | https://www.assets.signify.com/is/image/Signify/2a6489f3d6094848af8ba82c0108e0ca | ADAM-20170824103126217 | https://www.assets.signify.com/is/content/PhilipsLighting/fp912401483052-pss-global |  |  | ADAM-20170630154524824 | https://www.assets.signify.com/is/image/PhilipsLighting/2287e4e954d74b1da23ba7a200e255ae | ADAM-f5d491ee7dcc421bb96bad9b016f439b | https://www.assets.signify.com/is/content/Signify/e70397c5c4dc4dc6a46aad9b016f48a2 |  |  |  |  | ADAM-05cc4f921b6247b6a878ab0d014e7ae1 | https://www.docs.signify.com/assets/ies/ifmt1_rs140b1xled9s840.ies | [14 empty] | ADAM-ce344b19b30149f2ac12ab0d014e7648 | https://www.docs.signify.com/assets/emd/ifmt2_rs140b1xled9s840.ldt | [6 empty] | L70 |  |  | 900 lumen | Aluminum |  | 85 | 4000 K | 11 W | 82 lm/W | 50 to 60 Hz | 840 neutral white | 900 lumen |  | 11 W | 0.9 | [5 empty] | https://www.lighting.philips.com/link/912401483052_EU/prd/aa/en
FP-912401483053 | RS140B LED12-36-/830 PSR PI6 ALU | 912401483053 | 2017-08-09 00:00:00 |  |  | IP65 ¦ Dust penetration-protected, jet-proof |  |  |  | 3000 K |  |  |  |  | Yes | [8 empty] | 0 to +35 °C |  |  | 36 degree(s) | [5 empty] | - | Yes | Push-in connector 6-pole | No | Analog |  | Yes | Power supply unit regulating |  |  | - |  | Stainless steel |  | For mounting on normally flammable surfaces |  | Temperature 650 °C, duration 30 s | Aluminum die cast | IP65 ¦ Dust penetration-protected, jet-proof | (0.43, 0.40) SDCM <lt/>5 |  | 220 to 240 V | 7 A | 500 ms |  |  | No | 36° | +/-10% |  | 10% | IK02 ¦ 0.2 J standard |  |  |  |  | 1 unit |  | 40 | Polycarbonate | Beam angle 36° |  | Clear | Polycarbonate |  |  | 95 mm | 59.5 mm | [6 empty] | +/-10% | Safety class II | Polycarbonate |  | Yes |  | 22 |  |  | 5 years |  | ADAM-20170630154524000 | https://www.assets.signify.com/is/image/Signify/890497e423ab41d68b49a7a200e252ae | ADAM-20171201212815283 | https://www.assets.signify.com/is/content/PhilipsLighting/fp912401483053-pss-global |  |  | ADAM-571022 | https://www.assets.signify.com/is/image/PhilipsLighting/52893f94b4a84144b609a4a4010131e9 | ADAM-e60d7bc2c4884c1db1dfad9b016f4beb | https://www.assets.signify.com/is/content/Signify/92a7b85e49de4555aba7ad9b016f518d |  |  |  |  | ADAM-d1e50a632eb64f33802cab0d014efbef | https://www.docs.signify.com/assets/ies/ifmt1_.ies | [14 empty] | ADAM-64bde0d6fc0a4d499f8bab0d014ef65a | https://www.docs.signify.com/assets/emd/ifmt2_rs140b1xled12s830.ldt | [6 empty] | L70 |  |  | 1200 lumen | Aluminum |  | 85 | 3000 K | 15 W | 82 lm/W | 50 to 60 Hz | 830 warm white | 1200 lumen |  | 15 W | 0.9 | [5 empty] | https://www.lighting.philips.com/link/912401483053_EU/prd/aa/en
FP-912401483054 | RS140B LED12-36-/840 PSR PI6 ALU | 912401483054 | 2017-08-09 00:00:00 |  |  | IP65 ¦ Dust penetration-protected, jet-proof |  |  |  | 4000 K |  |  |  |  | Yes | [8 empty] | 0 to +35 °C |  |  | 36 degree(s) | [5 empty] | - | Yes | Push-in connector 6-pole | No | Analog |  | Yes | Power supply unit regulating |  |  | - |  | Stainless steel |  | For mounting on normally flammable surfaces |  | Temperature 650 °C, duration 30 s | Aluminum die cast | IP65 ¦ Dust penetration-protected, jet-proof | (0.38, 0.38) SDCM <lt/>5 |  | 220 to 240 V | 7 A | 500 ms |  |  | No | 36° | +/-10% |  | 10% | IK02 ¦ 0.2 J standard |  |  |  |  | 1 unit |  | 40 | Polycarbonate | Beam angle 36° |  | Clear | Polycarbonate |  |  | 95 mm | 59.5 mm | [6 empty] | +/-10% | Safety class II | Polycarbonate |  | Yes |  | 22 |  |  | 5 years |  | ADAM-20170630154524000 | https://www.assets.signify.com/is/image/Signify/890497e423ab41d68b49a7a200e252ae | ADAM-20171201212809803 | https://www.assets.signify.com/is/content/PhilipsLighting/fp912401483054-pss-global |  |  | ADAM-571022 | https://www.assets.signify.com/is/image/PhilipsLighting/52893f94b4a84144b609a4a4010131e9 | ADAM-e60d7bc2c4884c1db1dfad9b016f4beb | https://www.assets.signify.com/is/content/Signify/92a7b85e49de4555aba7ad9b016f518d |  |  |  |  | ADAM-cb38dc4be43240c9bf09ab0d014faad1 | https://www.docs.signify.com/assets/ies/ifmt1_rs140b1xled12s840.ies | [14 empty] | ADAM-a8b7de89ec9f416a812fab0d014f4f0c | https://www.docs.signify.com/assets/emd/ifmt2_rs140b1xled12s840.ldt | [6 empty] | L70 |  |  | 1200 lumen | Aluminum |  | 85 | 4000 K | 15 W | 82 lm/W | 50 to 60 Hz | 840 neutral white | 1200 lumen |  | 15 W | 0.9 | [5 empty] | https://www.lighting.philips.com/link/912401483054_EU/prd/aa/en
FP-912401483055 | SM150C LED24S/840 PSU TW3 PI5 L602 | 912401483055 | 2017-04-25 00:00:00 |  |  | IP44 ¦ Wire-protected, splash-proof |  |  |  | 4000 K |  |  |  |  | No | [8 empty] | 0 to +35 °C |  |  | 116 degree(s) | [5 empty] | - | Yes | Connection unit 5-pole | No |  |  | Yes | Power supply unit (On/Off) |  |  | - |  | Steel |  | For mounting on normally flammable surfaces |  | Temperature 850 °C, duration 30 s | Metal | IP44 ¦ Wire-protected, splash-proof | (0.3828, 0.3803) 5SDCM |  | 220-240 V | 8 A | 0.06 ms |  |  | No | 100° | +/-10% |  |  | IK03 ¦ 0.3 J |  |  |  |  | 1 unit |  | 24 | Polycarbonate | Wide beam |  | Opal | Polycarbonate |  |  |  | 61 mm | 602 mm | 160 mm |  |  |  |  | +/-10% | Safety class I | - |  | Not applicable |  | 25 |  |  | 5 years |  | ADAM-20171031152237975 | https://www.assets.signify.com/is/image/Signify/ba7920430b6c4d7d901da81d00ecedfe | ADAM-20171201213015074 | https://www.assets.signify.com/is/content/PhilipsLighting/fp912401483055-pss-global |  |  | ADAM-20171114160004978 | https://www.assets.signify.com/is/image/PhilipsLighting/07fdc9fbe5e3421ea2ada82b00f7371f | ADAM-8b12d49cf9004a5ea32fada400ab3de2 | https://www.assets.signify.com/is/content/Signify/fc8cd3d0322a4853b0bfada400ab41d7 |  |  | ADAM-af1e94e08c9b41ab9e3aa96f00d5bc57;ADAM-f5d3535a87f24dd19fefa96f00d5c328 | https://www.assets.signify.com/is/content/Signify/6d4bb01ed53f47e1bdbca96f00d5be13;https://www.docs.signify.com/assets/3d8/63_philips_fastset_surface_mounted-sm150c_l600-rfa.txt | [24 empty] | L80 |  |  | 2400 lumen | White |  | ≥80 | 4000 K | 20 W | 120 lm/W | 50 to 60 Hz | 840 neutral white | 2400 lumen |  | 20 W | 0.9 | [5 empty] | https://www.lighting.philips.com/link/912401483055_EU/prd/aa/en
FP-912401483056 | SM150C LED24S/830 PSU TW3 PI5 L602 | 912401483056 | 2017-04-25 00:00:00 |  |  | IP44 ¦ Wire-protected, splash-proof |  |  |  | 3000 K |  |  |  |  | No | [8 empty] | 0 to +35 °C |  |  | 116 degree(s) | [5 empty] | - | Yes | Connection unit 5-pole | No |  |  | Yes | Power supply unit (On/Off) |  |  | - |  | Steel |  | For mounting on normally flammable surfaces |  | Temperature 850 °C, duration 30 s | Metal | IP44 ¦ Wire-protected, splash-proof | (0.4344, 0.4032) 5SDCM |  | 220-240 V | 8 A | 0.06 ms |  |  | No | 100° | +/-10% |  |  | IK03 ¦ 0.3 J |  |  |  |  | 1 unit |  | 24 | Polycarbonate | Wide beam |  | Opal | Polycarbonate |  |  |  | 61 mm | 602 mm | 160 mm |  |  |  |  | +/-10% | Safety class I | - |  | Not applicable |  | 25 |  |  | 5 years |  | ADAM-20171031152237975 | https://www.assets.signify.com/is/image/Signify/ba7920430b6c4d7d901da81d00ecedfe | ADAM-20171201212732734 | https://www.assets.signify.com/is/content/PhilipsLighting/fp912401483056-pss-global |  |  | ADAM-20171114160004978 | https://www.assets.signify.com/is/image/PhilipsLighting/07fdc9fbe5e3421ea2ada82b00f7371f | ADAM-8b12d49cf9004a5ea32fada400ab3de2 | https://www.assets.signify.com/is/content/Signify/fc8cd3d0322a4853b0bfada400ab41d7 |  |  | ADAM-af1e94e08c9b41ab9e3aa96f00d5bc57;ADAM-f5d3535a87f24dd19fefa96f00d5c328 | https://www.assets.signify.com/is/content/Signify/6d4bb01ed53f47e1bdbca96f00d5be13;https://www.docs.signify.com/assets/3d8/63_philips_fastset_surface_mounted-sm150c_l600-rfa.txt | [24 empty] | L80 |  |  | 2400 lumen | White |  | ≥80 | 3000 K | 20 W | 120 lm/W | 50 to 60 Hz | 830 warm white | 2400 lumen |  | 20 W | 0.9 | [5 empty] | https://www.lighting.philips.com/link/912401483056_EU/prd/aa/en
FP-912401483057 | SM150C LED48S/840 PSU TW3 PI5 L1160 | 912401483057 | 2017-04-25 00:00:00 |  |  | IP44 ¦ Wire-protected, splash-proof |  |  |  | 4000 K |  |  |  |  | No | [8 empty] | 0 to +35 °C |  |  | 116 degree(s) | [5 empty] | - | Yes | Connection unit 5-pole | No |  |  | Yes | Power supply unit (On/Off) |  |  | - |  | Steel |  | For mounting on normally flammable surfaces |  | Temperature 850 °C, duration 30 s | Metal | IP44 ¦ Wire-protected, splash-proof | (0.3828, 0.3803) 5SDCM |  | 220-240 V | 8 A | 0.06 ms |  |  | No | 100° | +/-10% |  |  | IK03 ¦ 0.3 J |  |  |  |  | 1 unit |  | 24 | Polycarbonate | Wide beam |  | Opal | Polycarbonate |  |  |  | 61 mm | 1160 mm | 160 mm |  |  |  |  | +/-10% | Safety class I | - |  | Not applicable |  | 25 |  |  | 5 years |  | ADAM-20171031152228943 | https://www.assets.signify.com/is/image/Signify/0d4c0988e80b4e7e9272a81d00ece35f | ADAM-20171201212909589 | https://www.assets.signify.com/is/content/PhilipsLighting/fp912401483057-pss-global |  |  | ADAM-20171114160008322 | https://www.assets.signify.com/is/image/PhilipsLighting/92a99df52f994f32a88ea82b00f73b08 | ADAM-8b12d49cf9004a5ea32fada400ab3de2 | https://www.assets.signify.com/is/content/Signify/fc8cd3d0322a4853b0bfada400ab41d7 |  |  | ADAM-aa8e8e8bfeea45a2a179a96f00d5c4a6;ADAM-6edeef42254f4e3eb1c8a96f00d5bfc7 | https://www.docs.signify.com/assets/3d8/63_philips_fastset_surface_mounted-sm150c_l1200-rfa.txt;https://www.assets.signify.com/is/content/Signify/b58773c89eab4f9182e1a96f00d5c010 | [24 empty] | L80 |  |  | 4800 lumen | White |  | ≥80 | 4000 K | 45 W | 107 lm/W | 50 to 60 Hz | 840 neutral white | 4800 lumen |  | 45 W | 0.9 | [5 empty] | https://www.lighting.philips.com/link/912401483057_EU/prd/aa/en
FP-912401483058 | SM150C LED48S/830 PSU TW3 PI5 L1160 | 912401483058 | 2017-04-25 00:00:00 |  |  | IP44 ¦ Wire-protected, splash-proof |  |  |  | 3000 K |  |  |  |  | No | [8 empty] | 0 to +35 °C |  |  | 116 degree(s) | [5 empty] | - | Yes | Connection unit 5-pole | No |  |  | Yes | Power supply unit (On/Off) |  |  | - |  | Steel |  | For mounting on normally flammable surfaces |  | Temperature 850 °C, duration 30 s | Metal | IP44 ¦ Wire-protected, splash-proof | (0.4344, 0.4032) 5SDCM |  | 220-240 V | 8 A | 0.06 ms |  |  | No | 100° | +/-10% |  |  | IK03 ¦ 0.3 J |  |  |  |  | 1 unit |  | 24 | Polycarbonate | Wide beam |  | Opal | Polycarbonate |  |  |  | 61 mm | 1160 mm | 160 mm |  |  |  |  | +/-10% | Safety class I | - |  | Not applicable |  | 25 |  |  | 5 years |  | ADAM-20171031152228943 | https://www.assets.signify.com/is/image/Signify/0d4c0988e80b4e7e9272a81d00ece35f | ADAM-20171201212750270 | https://www.assets.signify.com/is/content/PhilipsLighting/fp912401483058-pss-global |  |  | ADAM-20171114160008322 | https://www.assets.signify.com/is/image/PhilipsLighting/92a99df52f994f32a88ea82b00f73b08 | ADAM-8b12d49cf9004a5ea32fada400ab3de2 | https://www.assets.signify.com/is/content/Signify/fc8cd3d0322a4853b0bfada400ab41d7 |  |  | ADAM-aa8e8e8bfeea45a2a179a96f00d5c4a6;ADAM-6edeef42254f4e3eb1c8a96f00d5bfc7 | https://www.docs.signify.com/assets/3d8/63_philips_fastset_surface_mounted-sm150c_l1200-rfa.txt;https://www.assets.signify.com/is/content/Signify/b58773c89eab4f9182e1a96f00d5c010 | [24 empty] | L80 |  |  | 4800 lumen | White |  | ≥80 | 3000 K | 45 W | 107 lm/W | 50 to 60 Hz | 830 warm white | 4800 lumen |  | 45 W | 0.9 | [5 empty] | https://www.lighting.philips.com/link/912401483058_EU/prd/aa/en
FP-912401483059 | SM150C LED60S/840 PSU TW3 PI5 L1440 | 912401483059 | 2017-04-25 00:00:00 |  |  | IP44 ¦ Wire-protected, splash-proof |  |  |  | 4000 K |  |  |  |  | No | [8 empty] | 0 to +35 °C |  |  | 116 degree(s) | [5 empty] | - | Yes | Connection unit 5-pole | No |  |  | Yes | Power supply unit (On/Off) |  |  | - |  | Steel |  | For mounting on normally flammable surfaces |  | Temperature 850 °C, duration 30 s | Metal | IP44 ¦ Wire-protected, splash-proof | (0.3828, 0.3803) 5SDCM |  | 220-240 V | 8 A | 0.06 ms |  |  | No | 100° | +/-10% |  |  | IK03 ¦ 0.3 J |  |  |  |  | 1 unit |  | 24 | Polycarbonate | Wide beam |  | Opal | Polycarbonate |  |  |  | 61 mm | 1440 mm | 160 mm |  |  |  |  | +/-10% | Safety class I | - |  | Not applicable |  | 25 |  |  | 5 years |  | ADAM-20171031152228943 | https://www.assets.signify.com/is/image/Signify/0d4c0988e80b4e7e9272a81d00ece35f | ADAM-20171201212745838 | https://www.assets.signify.com/is/content/PhilipsLighting/fp912401483059-pss-global |  |  | ADAM-20171114160010357 | https://www.assets.signify.com/is/image/PhilipsLighting/785706eaeca64da78bfca82b00f73d69 | ADAM-8b12d49cf9004a5ea32fada400ab3de2 | https://www.assets.signify.com/is/content/Signify/fc8cd3d0322a4853b0bfada400ab41d7 |  |  | ADAM-9ac17c897cf7403bb7c2a96f00d5c170;ADAM-b0626c8d84d246a48e35a96f00d5c608 | https://www.assets.signify.com/is/content/Signify/c518227c9a6c4e408845a96f00d5c1bd;https://www.docs.signify.com/assets/3d8/63_philips_fastset_surface_mounted-sm150c_l1500-rfa.txt | [24 empty] | L80 |  |  | 6000 lumen | White |  | ≥80 | 4000 K | 55 W | 109 lm/W | 50 to 60 Hz | 840 neutral white | 6000 lumen |  | 55 W | 0.9 | [5 empty] | https://www.lighting.philips.com/link/912401483059_EU/prd/aa/en
FP-912401483062 | RS140Z MODULE LED6-32-/830 | 912401483062 | 2017-06-06 00:00:00 |  |  | IP65 ¦ Dust penetration-protected, jet-proof |  |  |  | 3000 K |  |  |  |  | Yes | [8 empty] | 0 to +35 °C |  |  | 32 degree(s) | [5 empty] | - |  | Push-in connector 6-pole | No | Analog |  | Yes | Power supply unit regulating |  |  | - |  | Stainless steel |  | For mounting on normally flammable surfaces |  | Temperature 650 °C, duration 30 s | Aluminum die cast | IP65 ¦ Dust penetration-protected, jet-proof | (0.43, 0.40) SDCM <lt/>5 |  | 220 to 240 V | 7 A | 500 ms |  |  | No | 32° | +/-10% | - | 10% | IK02 ¦ 0.2 J standard |  |  |  |  | 1 unit |  | 40 | Polycarbonate | Beam angle 32° |  | Clear | Polycarbonate |  |  | 95 mm | 59.5 mm | [6 empty] | +/-10% | Safety class II | Polycarbonate |  | Yes |  | 22 |  |  | 5 years |  | ADAM-6bf007e46ba0457fa846ab3000aa6c26 | https://www.assets.signify.com/is/image/PhilipsLighting/1bd5dc5ff23d4d679f58ab3000aa6f7d | ADAM-8d71d9b58210443896f3ab3600fcb4af | https://www.assets.signify.com/is/content/PhilipsLighting/fp912401483062-pss-global | [18 empty] | ADAM-3a68bd03aaa149938b23a8d60093f24f | https://www.assets.signify.com/is/content/PhilipsLighting/acddb8a719f243a7b81ea8d60093f2cb | [14 empty] | L70 |  |  | 650 lumen | White RAL9010 |  | 85 | 3000 K | 8 W | 82 lm/W | 50 to 60 Hz | 830 warm white | 650 lumen |  | 8 W | 0.9 | [5 empty] | https://www.lighting.philips.com/link/912401483062_EU/prd/aa/en
FP-912401483063 | RS140Z MODULE LED6-32-/840 | 912401483063 | 2017-06-06 00:00:00 |  |  | IP65 ¦ Dust penetration-protected, jet-proof |  |  |  | 4000 K |  |  |  |  | Yes | [8 empty] | 0 to +35 °C |  |  | 32 degree(s) | [5 empty] | - |  | Push-in connector 6-pole | No | Analog |  | Yes | Power supply unit regulating |  |  | - |  | Stainless steel |  | For mounting on normally flammable surfaces |  | Temperature 650 °C, duration 30 s | Aluminum die cast | IP65 ¦ Dust penetration-protected, jet-proof | (0.38, 0.38) SDCM <lt/>5 |  | 220 to 240 V | 7 A | 500 ms |  |  | No | 32° | +/-10% | - | 10% | IK02 ¦ 0.2 J standard |  |  |  |  | 1 unit |  | 40 | Polycarbonate | Beam angle 32° |  | Clear | Polycarbonate |  |  | 95 mm | 59.5 mm | [6 empty] | +/-10% | Safety class II | Polycarbonate |  | Yes |  | 22 |  |  | 5 years |  | ADAM-6bf007e46ba0457fa846ab3000aa6c26 | https://www.assets.signify.com/is/image/PhilipsLighting/1bd5dc5ff23d4d679f58ab3000aa6f7d | ADAM-ce6555a0d497438dae23ab3600e09109 | https://www.assets.signify.com/is/content/PhilipsLighting/fp912401483063-pss-global | [18 empty] | ADAM-3a68bd03aaa149938b23a8d60093f24f | https://www.assets.signify.com/is/content/PhilipsLighting/acddb8a719f243a7b81ea8d60093f2cb | [14 empty] | L70 |  |  | 650 lumen | White RAL9010 |  | 85 | 4000 K | 8 W | 82 lm/W | 50 to 60 Hz | 840 neutral white | 650 lumen |  | 8 W | 0.9 | [5 empty] | https://www.lighting.philips.com/link/912401483063_EU/prd/aa/en
FP-912401483065 | RS140Z MODULE LED9-32-/840 | 912401483065 | 2017-06-06 00:00:00 |  |  | IP65 ¦ Dust penetration-protected, jet-proof |  |  |  | 4000 K |  |  |  |  | Yes | [8 empty] | 0 to +35 °C |  |  | 32 degree(s) | [5 empty] | - |  | Push-in connector 6-pole | No | Analog |  | Yes | Power supply unit regulating |  |  | - |  | Stainless steel |  | For mounting on normally flammable surfaces |  | Temperature 650 °C, duration 30 s | Aluminum die cast | IP65 ¦ Dust penetration-protected, jet-proof | (0.38, 0.38) SDCM <lt/>5 |  | 220 to 240 V | 7 A | 500 ms |  |  | No | 32° | +/-10% | - | 10% | IK02 ¦ 0.2 J standard |  |  |  |  | 1 unit |  | 40 | Polycarbonate | Beam angle 32° |  | Clear | Polycarbonate |  |  | 95 mm | 59.5 mm | [6 empty] | +/-10% | Safety class II | Polycarbonate |  | Yes |  | 22 |  |  | 5 years |  | ADAM-6bf007e46ba0457fa846ab3000aa6c26 | https://www.assets.signify.com/is/image/PhilipsLighting/1bd5dc5ff23d4d679f58ab3000aa6f7d | ADAM-456b033721af42fdae19ab3601161632 | https://www.assets.signify.com/is/content/PhilipsLighting/fp912401483065-pss-global | [18 empty] | ADAM-3a68bd03aaa149938b23a8d60093f24f | https://www.assets.signify.com/is/content/PhilipsLighting/acddb8a719f243a7b81ea8d60093f2cb | [14 empty] | L70 |  |  | 900 lumen | White RAL9010 |  | 85 | 4000 K | 11 W | 82 lm/W | 50 to 60 Hz | 840 neutral white | 900 lumen |  | 11 W | 0.9 | [5 empty] | https://www.lighting.philips.com/link/912401483065_EU/prd/aa/en
FP-912401483072 | RS140Z CFRM RND-ADJUST D80 BK | 912401483072 | 2017-09-22 00:00:00 |  |  | IP20 ¦ Finger-protected | [16 empty] | Black | [27 empty] | IP20 ¦ Finger-protected |  |  | - V | [7 empty] | Aluminum |  | IK03 ¦ 0.3 J | [14 empty] | 95 mm | 28.5 mm | [7 empty] | - | [9 empty] | ADAM-1af4d9a74c2742368c70ab3000a91249 | https://www.assets.signify.com/is/image/PhilipsLighting/69a28aaf108147ad9acdab3000a91455 | ADAM-19e544739b114e5b95c5ab3600e08202 | https://www.assets.signify.com/is/content/PhilipsLighting/fp912401483072-pss-global | [44 empty] | - Hz | [10 empty] | https://www.lighting.philips.com/link/912401483072_EU/prd/aa/en
FP-912401483109 | BCP155 LED100/WW PSU 220-240V A 7043 | 912401483109 | 2017-06-16 00:00:00 |  |  | IP65 ¦ Dust penetration-protected, jet-proof |  |  |  | 3000 K |  |  |  |  | No | [8 empty] | -40 to +50 °C | [8 empty] | Cable 0.5 m with cable connector | Yes | External connector | No |  |  | Yes | Power supply unit (On/Off) | 0.1 m² |  | - |  | Aluminum |  | - |  |  | Aluminum extruded | IP65 ¦ Dust penetration-protected, jet-proof | (0.434, 0.403) SDCM<lt/>5 |  | 220-240 V | 13.4 A | 21.86 ms | LED10 ¦ LED Module 1000 lm | LED | No | 135° | +/-10% |  |  | IK10 ¦ 20 J vandal-resistant |  |  |  | Baseplate | 1 unit | 1 | 38 | Polycarbonate |  | Asymmetrical | Opal | Polycarbonate | Cylinder/cylindrical | Opal | 100 mm | 1000 mm | [6 empty] | +/-10% | Safety class I | - | - |  | Luminaire surge protection level until 6 kV differential mode and 8 kV common mode |  | 50 |  | 3 years |  | ADAM-20170921144006010 | https://www.assets.signify.com/is/image/Signify/4743b01a143240f68c9fa7f500d0c497 | ADAM-20170925202059102 | https://www.assets.signify.com/is/content/PhilipsLighting/fp912401483109-pss-global |  |  | ADAM-20170921144130500 | https://www.assets.signify.com/is/image/PhilipsLighting/092d90de05184f48bacda7f500d127ac | ADAM-20170921144143866 | https://www.assets.signify.com/is/content/PhilipsLighting/b35e89ca781a40419b25a7f500d13743 |  |  | ADAM-20171219132257766 | https://www.assets.signify.com/is/content/Signify/688ca9db7d5049b5a665a84e00cc0fb5 | ADAM-bf4f2e0adf1746a99e7eaa3a00c5df66 | https://www.docs.signify.com/assets/ies/phl_bcp155_1xled100_ww_psu_a-ies.ies | [22 empty] | L70 |  |  | 1000 lumen | Dark gray |  | <gt/>80 | 3000 K | 13 W | 77 lm/W | 50 or 60 Hz | Warm white | 1000 lumen |  | 13 W | 0.9 | [5 empty] | https://www.lighting.philips.com/link/912401483109_EU/prd/aa/en
FP-912401483110 | BCP155 LED100/NW PSU 220-240V A 7043 | 912401483110 | 2017-06-16 00:00:00 |  |  | IP65 ¦ Dust penetration-protected, jet-proof |  |  |  | 4000 K |  |  |  |  | No | [8 empty] | -40 to +50 °C | [8 empty] | Cable 0.5 m with cable connector | Yes | External connector | No |  |  | Yes | Power supply unit (On/Off) | 0.1 m² |  | - |  | Aluminum |  | - |  |  | Aluminum extruded | IP65 ¦ Dust penetration-protected, jet-proof | (0.383, 0.380) SDCM<lt/>5 |  | 220-240 V | 13.4 A | 21.86 ms | LED10 ¦ LED Module 1000 lm | LED | No | 135° | +/-10% |  |  | IK10 ¦ 20 J vandal-resistant |  |  |  | Baseplate | 1 unit | 1 | 38 | Polycarbonate |  | Asymmetrical | Opal | Polycarbonate | Cylinder/cylindrical | Opal | 100 mm | 1000 mm | [6 empty] | +/-10% | Safety class I | - | - |  | Luminaire surge protection level until 6 kV differential mode and 8 kV common mode |  | 50 |  | 3 years |  | ADAM-20170921144006010 | https://www.assets.signify.com/is/image/Signify/4743b01a143240f68c9fa7f500d0c497 | ADAM-20170925202037218 | https://www.assets.signify.com/is/content/PhilipsLighting/fp912401483110-pss-global |  |  | ADAM-20170921144130500 | https://www.assets.signify.com/is/image/PhilipsLighting/092d90de05184f48bacda7f500d127ac | ADAM-20170921144143866 | https://www.assets.signify.com/is/content/PhilipsLighting/b35e89ca781a40419b25a7f500d13743 |  |  | ADAM-20171219132257766 | https://www.assets.signify.com/is/content/Signify/688ca9db7d5049b5a665a84e00cc0fb5 | ADAM-70c55712fd494128a0bfaa3a00c5db7f | https://www.docs.signify.com/assets/ies/phl_bcp155_1xled100_nw_psu_a-ies.ies | [22 empty] | L70 |  |  | 1000 lumen | Dark gray |  | <gt/>80 | 4000 K | 13 W | 77 lm/W | 50 or 60 Hz | Neutral white | 1000 lumen |  | 13 W | 0.9 | [5 empty] | https://www.lighting.philips.com/link/912401483110_EU/prd/aa/en
FP-912401483111 | BCP155 LED100/WW PSU 220-240V S 7043 | 912401483111 | 2017-06-16 00:00:00 |  |  | IP65 ¦ Dust penetration-protected, jet-proof |  |  |  | 3000 K |  |  |  |  | No | [8 empty] | -40 to +50 °C | [8 empty] | Cable 0.5 m with cable connector | Yes | External connector | No |  |  | Yes | Power supply unit (On/Off) | 0.1 m² |  | - |  | Aluminum |  | - |  |  | Aluminum extruded | IP65 ¦ Dust penetration-protected, jet-proof | (0.434, 0.403) SDCM<lt/>5 |  | 220-240 V | 13.4 A | 21.86 ms | LED10 ¦ LED Module 1000 lm | LED | No | 360° | +/-10% |  |  | IK10 ¦ 20 J vandal-resistant |  |  |  | Baseplate | 1 unit | 1 | 38 | Polycarbonate |  | Symmetrical | Opal | Polycarbonate | Cylinder/cylindrical | Opal | 100 mm | 1000 mm | [6 empty] | +/-10% | Safety class I | - | - |  | Luminaire surge protection level until 6 kV differential mode and 8 kV common mode |  | 50 |  | 3 years |  | ADAM-20170921144006010 | https://www.assets.signify.com/is/image/Signify/4743b01a143240f68c9fa7f500d0c497 | ADAM-20170925202024680 | https://www.assets.signify.com/is/content/PhilipsLighting/fp912401483111-pss-global |  |  | ADAM-20170921144130500 | https://www.assets.signify.com/is/image/PhilipsLighting/092d90de05184f48bacda7f500d127ac | ADAM-20170921144143866 | https://www.assets.signify.com/is/content/PhilipsLighting/b35e89ca781a40419b25a7f500d13743 |  |  | ADAM-20171219132257766 | https://www.assets.signify.com/is/content/Signify/688ca9db7d5049b5a665a84e00cc0fb5 | ADAM-ccd83a14e9f84562af98aa3a00c5e28a | https://www.docs.signify.com/assets/ies/phl_bcp155_1xled100_ww_psu_s-ies.ies | [22 empty] | L70 |  |  | 1000 lumen | Dark gray |  | <gt/>80 | 3000 K | 12 W | 83 lm/W | 50 or 60 Hz | Warm white | 1000 lumen |  | 12 W | 0.9 | [5 empty] | https://www.lighting.philips.com/link/912401483111_EU/prd/aa/en
FP-912401483112 | BCP155 LED100/NW PSU 220-240V S 7043 | 912401483112 | 2017-06-16 00:00:00 |  |  | IP65 ¦ Dust penetration-protected, jet-proof |  |  |  | 4000 K |  |  |  |  | No | [8 empty] | -40 to +50 °C | [8 empty] | Cable 0.5 m with cable connector | Yes | External connector | No |  |  | Yes | Power supply unit (On/Off) | 0.1 m² |  | - |  | Aluminum |  | - |  |  | Aluminum extruded | IP65 ¦ Dust penetration-protected, jet-proof | (0.383, 0.380) SDCM<lt/>5 |  | 220-240 V | 13.4 A | 21.86 ms | LED10 ¦ LED Module 1000 lm | LED | No | 360° | +/-10% |  |  | IK10 ¦ 20 J vandal-resistant |  |  |  | Baseplate | 1 unit | 1 | 38 | Polycarbonate |  | Symmetrical | Opal | Polycarbonate | Cylinder/cylindrical | Opal | 100 mm | 1000 mm | [6 empty] | +/-10% | Safety class I | - | - |  | Luminaire surge protection level until 6 kV differential mode and 8 kV common mode |  | 50 |  | 3 years |  | ADAM-20170921144006010 | https://www.assets.signify.com/is/image/Signify/4743b01a143240f68c9fa7f500d0c497 | ADAM-20170925202038257 | https://www.assets.signify.com/is/content/PhilipsLighting/fp912401483112-pss-global |  |  | ADAM-20170921144130500 | https://www.assets.signify.com/is/image/PhilipsLighting/092d90de05184f48bacda7f500d127ac | ADAM-20170921144143866 | https://www.assets.signify.com/is/content/PhilipsLighting/b35e89ca781a40419b25a7f500d13743 |  |  | ADAM-20171219132257766 | https://www.assets.signify.com/is/content/Signify/688ca9db7d5049b5a665a84e00cc0fb5 | ADAM-6405b31a09bc48359d4baa3a00c5de4d | https://www.docs.signify.com/assets/ies/phl_bcp155_1xled100_nw_psu_s-ies.ies | [22 empty] | L70 |  |  | 1000 lumen | Dark gray |  | <gt/>80 | 4000 K | 12 W | 83 lm/W | 50 or 60 Hz | Neutral white | 1000 lumen |  | 12 W | 0.9 | [5 empty] | https://www.lighting.philips.com/link/912401483112_EU/prd/aa/en
FP-912401483113 | ZCP150 ANB L500 | 912401483113 | 2017-06-16 00:00:00 |  |  | - | [16 empty] | Anthracite |  | - | [25 empty] | - |  |  | - V | [7 empty] | Steel |  | IK10 ¦ 20 J vandal-resistant | [14 empty] | 100 mm | 500 mm | 500 mm | [6 empty] | - | [9 empty] | ADAM-20170921144010419 | https://www.assets.signify.com/is/image/Signify/ed1e0418ff434d839c75a7f500d0c9cd | ADAM-20170925222122981 | https://www.assets.signify.com/is/content/PhilipsLighting/fp912401483113-pss-global |  |  | ADAM-20170921144132815 | https://www.assets.signify.com/is/image/PhilipsLighting/59d4bd574ff3455895daa7f500d12a52 | ADAM-20170921144143866 | https://www.assets.signify.com/is/content/PhilipsLighting/b35e89ca781a40419b25a7f500d13743 | [38 empty] | - Hz | [10 empty] | https://www.lighting.philips.com/link/912401483113_EU/prd/aa/en
FP-912401483119 | RS142B LED6-32-/827 PSR PI6 WH FR | 912401483119 | 2017-08-09 00:00:00 |  |  | IP44 ¦ Wire-protected, splash-proof |  |  |  | 2700 K |  |  |  |  | Yes | [8 empty] | 0 to +35 °C |  |  | 32 degree(s) | [5 empty] | - | Yes | Push-in connector 6-pole | No | Analog |  | Yes | Power supply unit regulating |  |  | - |  | Stainless steel |  | For mounting on normally flammable surfaces |  | Temperature 650 °C, duration 30 s | Aluminum die cast | IP44 ¦ Wire-protected, splash-proof | (0.46, 0.41) SDCM <lt/>5 |  | 220 to 240 V | 7 A | 500 ms |  |  | No | 32° | +/-10% |  | 10% | IK02 ¦ 0.2 J standard |  |  |  |  | 1 unit |  | 40 | Polycarbonate | Beam angle 32° |  | Clear | Polycarbonate |  |  | 95 mm | 66.5 mm | [6 empty] | +/-10% | Safety class II | Polycarbonate |  | Yes |  | 22 |  |  | 5 years |  | ADAM-20171115170427884 | https://www.assets.signify.com/is/image/Signify/f22fe6657e694e149d83a82c0108e5f4 | ADAM-20171201212947790 | https://www.assets.signify.com/is/content/PhilipsLighting/fp912401483119-pss-global |  |  | ADAM-571022 | https://www.assets.signify.com/is/image/PhilipsLighting/52893f94b4a84144b609a4a4010131e9 | ADAM-f5d491ee7dcc421bb96bad9b016f439b | https://www.assets.signify.com/is/content/Signify/e70397c5c4dc4dc6a46aad9b016f48a2 | [28 empty] | L70 |  |  | 650 lumen | White RAL9010 |  | 85 | 2700 K | 8 W | 82 lm/W | 50 to 60 Hz | 827 warm white | 650 lumen |  | 8 W | 0.9 | [5 empty] | https://www.lighting.philips.com/link/912401483119_EU/prd/aa/en
FP-912401483120 | RS142B LED6-32-/830 PSR PI6 WH FR | 912401483120 | 2017-08-09 00:00:00 |  |  | IP44 ¦ Wire-protected, splash-proof |  |  |  | 3000 K |  |  |  |  | Yes | [8 empty] | 0 to +35 °C |  |  | 32 degree(s) | [5 empty] | - | Yes | Push-in connector 6-pole | No | Analog |  | Yes | Power supply unit regulating |  |  | - |  | Stainless steel |  | For mounting on normally flammable surfaces |  | Temperature 650 °C, duration 30 s | Aluminum die cast | IP44 ¦ Wire-protected, splash-proof | (0.43, 0.40) SDCM <lt/>5 |  | 220 to 240 V | 7 A | 500 ms |  |  | No | 32° | +/-10% |  | 10% | IK02 ¦ 0.2 J standard |  |  |  |  | 1 unit |  | 40 | Polycarbonate | Beam angle 32° |  | Clear | Polycarbonate |  |  | 95 mm | 66.5 mm | [6 empty] | +/-10% | Safety class II | Polycarbonate |  | Yes |  | 22 |  |  | 5 years |  | ADAM-20171115170427884 | https://www.assets.signify.com/is/image/Signify/f22fe6657e694e149d83a82c0108e5f4 | ADAM-20171201213028665 | https://www.assets.signify.com/is/content/PhilipsLighting/fp912401483120-pss-global |  |  | ADAM-571022 | https://www.assets.signify.com/is/image/PhilipsLighting/52893f94b4a84144b609a4a4010131e9 | ADAM-f5d491ee7dcc421bb96bad9b016f439b | https://www.assets.signify.com/is/content/Signify/e70397c5c4dc4dc6a46aad9b016f48a2 | [28 empty] | L70 |  |  | 650 lumen | White RAL9010 |  | 85 | 3000 K | 8 W | 82 lm/W | 50 to 60 Hz | 830 warm white | 650 lumen |  | 8 W | 0.9 | [5 empty] | https://www.lighting.philips.com/link/912401483120_EU/prd/aa/en
FP-912401483134 | RS140Z CFRM SQR-ADJUST WH | 912401483134 | 2017-09-26 00:00:00 |  |  | IP20 ¦ Finger-protected | [16 empty] | White | [27 empty] | IP20 ¦ Finger-protected |  |  | - V | [7 empty] | Aluminum |  | IK03 ¦ 0.3 J | [15 empty] | 28.8 mm | 95 mm | 95 mm | [5 empty] | - | [9 empty] | ADAM-604f9ac1b9c744ce8549ab3000a91691 | https://www.assets.signify.com/is/image/PhilipsLighting/f8847979b27a4b508af7ab3000a918a2 | ADAM-942195be07284a0ba518ab3600fc3549 | https://www.assets.signify.com/is/content/PhilipsLighting/fp912401483134-pss-global | [44 empty] | - Hz | [10 empty] | https://www.lighting.philips.com/link/912401483134_EU/prd/aa/en
FP-912401483135 | RS140Z CFRM SQR-ADJUST ALU | 912401483135 | 2017-09-26 00:00:00 |  |  | IP20 ¦ Finger-protected | [16 empty] | Aluminum | [27 empty] | IP20 ¦ Finger-protected |  |  | - V | [7 empty] | Aluminum |  | IK03 ¦ 0.3 J | [15 empty] | 28.8 mm | 95 mm | 95 mm | [5 empty] | - | [9 empty] | ADAM-a808a0858e9f49e794bdab3000a91988 | https://www.assets.signify.com/is/image/PhilipsLighting/44b22ea9e1834d829bdcab3000a91b23 | ADAM-22cfcdf7c2c64161a5bfab3600fb52e9 | https://www.assets.signify.com/is/content/PhilipsLighting/fp912401483135-pss-global | [44 empty] | - Hz | [10 empty] | https://www.lighting.philips.com/link/912401483135_EU/prd/aa/en
FP-912401483161 | RS140Z CFRM SQR-FIX Darklight | 912401483161 | 2017-11-01 00:00:00 |  |  | IP20 ¦ Finger-protected | [16 empty] | White | [27 empty] | IP20 ¦ Finger-protected |  |  | - V | [7 empty] | Aluminum |  | IK03 ¦ 0.3 J | [15 empty] | 45 mm | 95 mm | 95 mm | [5 empty] | - | [9 empty] | ADAM-5006e8b607bc45a8b4adab3000a91d60 | https://www.assets.signify.com/is/image/PhilipsLighting/0a749f9fa5bb45e189daab3000a91e73 | ADAM-5e41547348a04fbba52fab3601172261 | https://www.assets.signify.com/is/content/PhilipsLighting/fp912401483161-pss-global | [44 empty] | - Hz | [10 empty] | https://www.lighting.philips.com/link/912401483161_EU/prd/aa/en
FP-912401483212 | RS143Z CFRM GRID 1x1 WH | 912401483212 | 2018-01-22 00:00:00 |  |  | IP20 ¦ Finger-protected | [16 empty] | White | [27 empty] | IP20 ¦ Finger-protected |  |  | - V | [7 empty] | Aluminum |  | IK03 ¦ 0.3 J | [15 empty] | 53 mm | 110 mm | 110 mm | [5 empty] | - | [9 empty] | ADAM-ba6adf728397483184f7a89c00dcfe74 | https://www.assets.signify.com/is/image/Signify/60953a256fe14bcb86c2a89c00dd00f7 | ADAM-73e7084229264116a83ba8b0014cddd8 | https://www.assets.signify.com/is/content/PhilipsLighting/fp912401483212-pss-global |  |  | ADAM-66f039bbf3494bd79d63a8a501120638 | https://www.assets.signify.com/is/image/PhilipsLighting/8ea402aa805f45038359a8a501120766 | ADAM-8a921d62d4214d8b8109a9ac00a46ef6 | https://www.assets.signify.com/is/content/PhilipsLighting/97bb13653b324cf2b563a9ac00a47134 | [38 empty] | - Hz | [10 empty] | https://www.lighting.philips.com/link/912401483212_EU/prd/aa/en
FP-912401483213 | RS143Z CFRM GRID 1x2 WH | 912401483213 | 2018-01-22 00:00:00 |  |  | IP20 ¦ Finger-protected | [16 empty] | White | [27 empty] | IP20 ¦ Finger-protected |  |  | - V | [7 empty] | Aluminum |  | IK03 ¦ 0.3 J | [15 empty] | 53 mm | 200 mm | 110 mm | [5 empty] | - | [9 empty] | ADAM-058a59fe06cf412bb5d6a89c00dcf17b | https://www.assets.signify.com/is/image/Signify/067530b08226405f81fda89c00dcf389 | ADAM-263af9e0e9994df2b5d7a8b0014d56b0 | https://www.assets.signify.com/is/content/PhilipsLighting/fp912401483213-pss-global |  |  | ADAM-79212ea5f821486f9852a8a501120984 | https://www.assets.signify.com/is/image/PhilipsLighting/88682af481814efba888a8a501120a48 | ADAM-8a921d62d4214d8b8109a9ac00a46ef6 | https://www.assets.signify.com/is/content/PhilipsLighting/97bb13653b324cf2b563a9ac00a47134 | [38 empty] | - Hz | [10 empty] | https://www.lighting.philips.com/link/912401483213_EU/prd/aa/en
FP-912401483214 | RS143Z CFRM GRID 1x3 WH | 912401483214 | 2018-01-22 00:00:00 |  |  | IP20 ¦ Finger-protected | [16 empty] | White | [27 empty] | IP20 ¦ Finger-protected |  |  | - V | [7 empty] | Aluminum |  | IK03 ¦ 0.3 J | [15 empty] | 53 mm | 292 mm | 110 mm | [5 empty] | - | [9 empty] | ADAM-8bfce0ed71324d5cb84ea89c00dd0c76 | https://www.assets.signify.com/is/image/Signify/f6112e1442d0431d87f0a89c00dd0ea7 | ADAM-85085ee0dd4745bb9b75a8b0014dff97 | https://www.assets.signify.com/is/content/PhilipsLighting/fp912401483214-pss-global |  |  | ADAM-8f43cf7440ef480ab563a8a501120b9c | https://www.assets.signify.com/is/image/PhilipsLighting/072526dc8c5a4b4d9600a8a501120c46 | ADAM-8a921d62d4214d8b8109a9ac00a46ef6 | https://www.assets.signify.com/is/content/PhilipsLighting/97bb13653b324cf2b563a9ac00a47134 | [38 empty] | - Hz | [10 empty] | https://www.lighting.philips.com/link/912401483214_EU/prd/aa/en
FP-913619189966 | CSLS 100 SDW-T 220-240V 50/60Hz | 913619189966 | 2005-11-09 00:00:00 | [50 empty] | 220 to 240 V | [43 empty] | ADAM-80417 | https://www.assets.signify.com/is/image/Signify/d915ac7fab1a407ca61fa49d00b20e34 | ADAM-20151210230848363 | https://www.assets.signify.com/is/content/PhilipsLighting/fp913619189966-pss-global | ADAM-193 | https://www.assets.signify.com/is/image/PhilipsLighting/ca3f6b9593434c87a691a49d00ba1644 | [22 empty] | ADAM-192 | https://www.assets.signify.com/is/image/PhilipsLighting/975428d71acc4dc89b33a49d00a60f36 | [29 empty] | https://www.lighting.philips.com/link/913619189966_EU/prd/aa/en
FP-913619519966 | SI 51 220-240V 50/60Hz | 913619519966 | 2005-09-23 00:00:00 | [20 empty] | -20 °C to 75 °C | [29 empty] | 220 to 240 V | [43 empty] | ADAM-81056 | https://www.assets.signify.com/is/image/Signify/498a2040f2514d879366a49d00b6f570 | ADAM-20151211023537754 | https://www.assets.signify.com/is/content/PhilipsLighting/fp913619519966-pss-global | ADAM-935 | https://www.assets.signify.com/is/image/PhilipsLighting/32c8a2d9d3bf4e559af2a49d00bcc87a | [22 empty] | ADAM-933 | https://www.assets.signify.com/is/image/PhilipsLighting/afee78a21af3406a8d6aa49d00a99dbf | [18 empty] | 50 to 60 Hz | [10 empty] | https://www.lighting.philips.com/link/913619519966_EU/prd/aa/en
FP-913700184966 | SND 57 220-240V 50/60Hz | 913700184966 | 2005-09-23 00:00:00 | [20 empty] | -20 °C to 85 °C | [29 empty] | 220 to 240 V | [43 empty] | ADAM-80257 | https://www.assets.signify.com/is/image/PhilipsLighting/779de73ff3cb45c28785a49d00b71410 | ADAM-20151211212151747 | https://www.assets.signify.com/is/content/PhilipsLighting/fp913700184966-pss-global | ADAM-951 | https://www.assets.signify.com/is/image/PhilipsLighting/251809233eaa4cd29160a49d00bcd2ef | [22 empty] | ADAM-949 | https://www.assets.signify.com/is/image/PhilipsLighting/0112af108a07447a8112a49d00a9a6c4 | [18 empty] | 50 to 60 Hz | [10 empty] | https://www.lighting.philips.com/link/913700184966_EU/prd/aa/en
FP-913700185166 | SND 58 220-240V 50/60Hz | 913700185166 | 2005-09-23 00:00:00 | [20 empty] | -20 °C to 85 °C | [29 empty] | 220 to 240 V | [43 empty] | ADAM-80257 | https://www.assets.signify.com/is/image/PhilipsLighting/779de73ff3cb45c28785a49d00b71410 | ADAM-20151211122307547 | https://www.assets.signify.com/is/content/PhilipsLighting/fp913700185166-pss-global | ADAM-951 | https://www.assets.signify.com/is/image/PhilipsLighting/251809233eaa4cd29160a49d00bcd2ef | [22 empty] | ADAM-949 | https://www.assets.signify.com/is/image/PhilipsLighting/0112af108a07447a8112a49d00a9a6c4 | [18 empty] | 50 to 60 Hz | [10 empty] | https://www.lighting.philips.com/link/913700185166_EU/prd/aa/en
FP-913700192866 | HF-B 136/236 TL-D EII 220-240V 50/60Hz | 913700192866 | 2005-08-30 00:00:00 | [20 empty] | -15 °C to 50 °C | [29 empty] | 220 to 240 V | [43 empty] | ADAM-80267 | https://www.assets.signify.com/is/image/PhilipsLighting/a1add599a0dd4852b010a49d00b2017d | ADAM-20151211033945736 | https://www.assets.signify.com/is/content/PhilipsLighting/fp913700192866-pss-global | ADAM-182 | https://www.assets.signify.com/is/image/PhilipsLighting/20eb12225c2b4e72b53da49d00ba02e7 | [22 empty] | ADAM-179;ADAM-180 | https://www.assets.signify.com/is/image/PhilipsLighting/a7d0ace23c7640fca0dea49d00a5f20f;https://www.assets.signify.com/is/image/PhilipsLighting/04ea0d83cd104f9abed0a49d00a5f3df | [18 empty] | 50 to 60 Hz | [10 empty] | https://www.lighting.philips.com/link/913700192866_EU/prd/aa/en
FP-913700192966 | HF-B 158/258 TL-D EII 220-240V 50/60Hz | 913700192966 | 2005-08-30 00:00:00 | [20 empty] | -15 °C to 50 °C | [29 empty] | 220 to 240 V | [43 empty] | ADAM-80267 | https://www.assets.signify.com/is/image/PhilipsLighting/a1add599a0dd4852b010a49d00b2017d | ADAM-20151211074001093 | https://www.assets.signify.com/is/content/PhilipsLighting/fp913700192966-pss-global | ADAM-182 | https://www.assets.signify.com/is/image/PhilipsLighting/20eb12225c2b4e72b53da49d00ba02e7 | [22 empty] | ADAM-179;ADAM-180 | https://www.assets.signify.com/is/image/PhilipsLighting/a7d0ace23c7640fca0dea49d00a5f20f;https://www.assets.signify.com/is/image/PhilipsLighting/04ea0d83cd104f9abed0a49d00a5f3df | [18 empty] | 50 to 60 Hz | [10 empty] | https://www.lighting.philips.com/link/913700192966_EU/prd/aa/en
FP-913700217303 | BHL 1000 L78-A2 230/240V 50Hz HP-207 | 913700217303 | 2002-05-23 00:00:00 | [50 empty] | 230 V (default) or 240 V | [43 empty] | ADAM-80234 | https://www.assets.signify.com/is/image/PhilipsLighting/ea3b141455b24c3aa646a49d00b15b58 | ADAM-20151211185212774 | https://www.assets.signify.com/is/content/PhilipsLighting/fp913700217303-pss-global | ADAM-44 | https://www.assets.signify.com/is/image/PhilipsLighting/b5f89d4644eb44eaa174a49d00b9a993 | [22 empty] | ADAM-42 | https://www.assets.signify.com/is/image/PhilipsLighting/6e0d0d89442743318237a49d00a4f456 | [18 empty] | 50 Hz | [10 empty] | https://www.lighting.philips.com/link/913700217303_EU/prd/aa/en
FP-913700217503 | BSN 1000 L78-A2 230/240V 50Hz HP-257 | 913700217503 | 2003-11-21 00:00:00 | [50 empty] | 230 V (default) or 240 V | [43 empty] | ADAM-80225 | https://www.assets.signify.com/is/image/Signify/15d4d56d47264534ad7da49d00b1f276 | ADAM-20151211164643296 | https://www.assets.signify.com/is/content/PhilipsLighting/fp913700217503-pss-global | ADAM-166 | https://www.assets.signify.com/is/image/PhilipsLighting/8e889e0de959405ba8c2a49d00b9d3b2 | [22 empty] | ADAM-162;ADAM-163 | https://www.assets.signify.com/is/image/PhilipsLighting/7bfd698bc0ee4bb69a0da49d00a5e053;https://www.assets.signify.com/is/image/PhilipsLighting/73b4a6b8152046a09839a49d00a5e24c | [18 empty] | 50 Hz | [10 empty] | https://www.lighting.philips.com/link/913700217503_EU/prd/aa/en
FP-913700217903 | BHL 2000 L76-A2 380/400/415V 50Hz HP-317 | 913700217903 | 2003-11-21 00:00:00 | [50 empty] | 380 to 415 V | [43 empty] | ADAM-80234 | https://www.assets.signify.com/is/image/PhilipsLighting/ea3b141455b24c3aa646a49d00b15b58 | ADAM-20151210213906217 | https://www.assets.signify.com/is/content/PhilipsLighting/fp913700217903-pss-global | ADAM-44 | https://www.assets.signify.com/is/image/PhilipsLighting/b5f89d4644eb44eaa174a49d00b9a993 | [22 empty] | ADAM-43 | https://www.assets.signify.com/is/image/PhilipsLighting/1bc1ac1f21c04bac99e5a49d00a4f824 | [18 empty] | 50 Hz | [10 empty] | https://www.lighting.philips.com/link/913700217903_EU/prd/aa/en
FP-913700226526 | BSN 70 L33-A2-TS 230V 50Hz HD1-118 | 913700226526 | 2003-11-21 00:00:00 | [50 empty] | 230 V | [43 empty] | ADAM-80224 | https://www.assets.signify.com/is/image/Signify/10842dbbbe084b73b8c9a49d00b1e590 | ADAM-20151211142152779 | https://www.assets.signify.com/is/content/PhilipsLighting/fp913700226526-pss-global | ADAM-161 | https://www.assets.signify.com/is/image/PhilipsLighting/b11d62db36264a3c9682a49d00b9d244 | [22 empty] | ADAM-160 | https://www.assets.signify.com/is/image/PhilipsLighting/d1c2b883137f462582c0a49d00a5ddac | [18 empty] | 50 Hz | [10 empty] | https://www.lighting.philips.com/link/913700226526_EU/prd/aa/en
FP-913700226926 | BSN 400 L33-A2-TS 230V 50Hz HD3-166 | 913700226926 | 2003-11-21 00:00:00 | [50 empty] | 230 V | [43 empty] | ADAM-80224 | https://www.assets.signify.com/is/image/Signify/10842dbbbe084b73b8c9a49d00b1e590 | ADAM-20151210205003677 | https://www.assets.signify.com/is/content/PhilipsLighting/fp913700226926-pss-global | ADAM-161 | https://www.assets.signify.com/is/image/PhilipsLighting/b11d62db36264a3c9682a49d00b9d244 | [22 empty] | ADAM-160 | https://www.assets.signify.com/is/image/PhilipsLighting/d1c2b883137f462582c0a49d00a5ddac | [18 empty] | 50 Hz | [10 empty] | https://www.lighting.philips.com/link/913700226926_EU/prd/aa/en
FP-913700232103 | BHD 2000 L76-A2 380/400/415V 50Hz HP-317 | 913700232103 | 2003-11-21 00:00:00 | [50 empty] | 380 to 415 V | [43 empty] | ADAM-80232 | https://www.assets.signify.com/is/image/Signify/b4c0646cea1b43fda86ba49d00b14873 | ADAM-20151211204323827 | https://www.assets.signify.com/is/content/PhilipsLighting/fp913700232103-pss-global | ADAM-28 | https://www.assets.signify.com/is/image/PhilipsLighting/62f7f0bb5cb447a8bc73a49d00b9a031 | [22 empty] | ADAM-27 | https://www.assets.signify.com/is/image/PhilipsLighting/248a58cd2efc4891a005a49d00a4e001 | [18 empty] | 50 Hz | [10 empty] | https://www.lighting.philips.com/link/913700232103_EU/prd/aa/en
FP-913700277826 | BSN 400 K407-A2-ITS 230/240V 50Hz BC3 | 913700277826 | 2009-09-30 00:00:00 | [50 empty] | 230 V (default) or 240 V | [43 empty] | ADAM-80414 | https://www.assets.signify.com/is/image/Signify/95e3b51405e54a209d16a49d00b1b350 | ADAM-20151210223620267 | https://www.assets.signify.com/is/content/PhilipsLighting/fp913700277826-pss-global | ADAM-158 | https://www.assets.signify.com/is/image/PhilipsLighting/39e776fb63254f50886aa49d00b9d092 | [22 empty] | ADAM-156 | https://www.assets.signify.com/is/image/PhilipsLighting/457064f645134a99842da49d00a5be92 | [18 empty] | 50 Hz | [10 empty] | https://www.lighting.philips.com/link/913700277826_EU/prd/aa/en
FP-913700278026 | BHL 250 K307-A2 230/240V 50Hz BC2-134 | 913700278026 | 2009-09-30 00:00:00 | [50 empty] | 230 V (default) or 240 V | [43 empty] | ADAM-80407 | https://www.assets.signify.com/is/image/PhilipsLighting/19ab261fd19f4adbb11ca49d00b1508b | ADAM-20151211030921090 | https://www.assets.signify.com/is/content/PhilipsLighting/fp913700278026-pss-global | ADAM-35 | https://www.assets.signify.com/is/image/PhilipsLighting/ec6abb9f21ae4422afc3a49d00b9a32e | [22 empty] | ADAM-33;ADAM-34 | https://www.assets.signify.com/is/image/PhilipsLighting/643c46a52aa54da88b2aa49d00a4e5b7;https://www.assets.signify.com/is/image/PhilipsLighting/55caf5dd7033466ab6e8a49d00a4e816 | [18 empty] | 50 Hz | [10 empty] | https://www.lighting.philips.com/link/913700278026_EU/prd/aa/en
FP-913700417966 | HF-M BLUE 124 SH TL/TL5/PL-L 230-240V | 913700417966 | 2005-11-09 00:00:00 |  |  | IP20 ¦ Finger-protected | [17 empty] | -10 °C to 40 °C | [26 empty] | IP20 ¦ Finger-protected |  |  | 230 to 240 V | [43 empty] | ADAM-80658 | https://www.assets.signify.com/is/image/PhilipsLighting/7dafdfa398fc411ba69fa49d00b693c0 | ADAM-20151210202945719 | https://www.assets.signify.com/is/content/PhilipsLighting/fp913700417966-pss-global | ADAM-766;ADAM-762 | https://www.assets.signify.com/is/image/PhilipsLighting/3b2005afdeca48f6a8bea49d00bc69f5;https://www.assets.signify.com/is/image/PhilipsLighting/dcd05a0dee764b4e9d4ba49d00bc6dcd | [22 empty] | ADAM-760 | https://www.assets.signify.com/is/image/PhilipsLighting/cfe7fe635a7b4f14ad70a49d00a89a6c | [18 empty] | 50 to 60 Hz | [10 empty] | https://www.lighting.philips.com/link/913700417966_EU/prd/aa/en
FP-913700418066 | HF-M BLUE 124 LH TL/TL5/PL-L 230-240V | 913700418066 | 2005-11-09 00:00:00 |  |  | IP20 ¦ Finger-protected | [17 empty] | -10 °C to 40 °C | [26 empty] | IP20 ¦ Finger-protected |  |  | 230 to 240 V | [43 empty] | ADAM-80656 | https://www.assets.signify.com/is/image/PhilipsLighting/c2301a73977a40e3848ca49d00b66ad6 | ADAM-20151211104748835 | https://www.assets.signify.com/is/content/PhilipsLighting/fp913700418066-pss-global | ADAM-20160408114959478;ADAM-754 | https://www.assets.signify.com/is/image/PhilipsLighting/d547c7e142b849419c46a5e200a1a8ea;https://www.assets.signify.com/is/image/PhilipsLighting/0a67116015c14869a90ea49d00bc6305 | [22 empty] | ADAM-752 | https://www.assets.signify.com/is/image/PhilipsLighting/0ea671b899a44663a135a49d00a8934f | [18 empty] | 50 to 60 Hz | [10 empty] | https://www.lighting.philips.com/link/913700418066_EU/prd/aa/en
FP-913700418366 | HF-M BLUE 121 LH TL5 230-240V | 913700418366 | 2005-11-09 00:00:00 |  |  | IP20 ¦ Finger-protected | [17 empty] | -10 °C to 40 °C | [26 empty] | IP20 ¦ Finger-protected |  |  | 230 to 240 V | [43 empty] | ADAM-80657 | https://www.assets.signify.com/is/image/Signify/9575dde07b53402b830ca49d00b66d25 | ADAM-20151211153746155 | https://www.assets.signify.com/is/content/PhilipsLighting/fp913700418366-pss-global | ADAM-20160408114959478;ADAM-754 | https://www.assets.signify.com/is/image/PhilipsLighting/d547c7e142b849419c46a5e200a1a8ea;https://www.assets.signify.com/is/image/PhilipsLighting/0a67116015c14869a90ea49d00bc6305 | [22 empty] | ADAM-752 | https://www.assets.signify.com/is/image/PhilipsLighting/0ea671b899a44663a135a49d00a8934f | [18 empty] | 50 to 60 Hz | [10 empty] | https://www.lighting.philips.com/link/913700418366_EU/prd/aa/en
FP-913700420666 | HF-M RED 124 SH TL/TL5/PL-L 230-240V | 913700420666 | 2005-11-09 00:00:00 |  |  | IP20 ¦ Finger-protected | [17 empty] | -10 °C to 40 °C | [26 empty] | IP20 ¦ Finger-protected |  |  | 230 to 240 V | [43 empty] | ADAM-80246 | https://www.assets.signify.com/is/image/PhilipsLighting/950f3d6803b94956ad5fa49d00b68c21 | ADAM-20151211195905108 | https://www.assets.signify.com/is/content/PhilipsLighting/fp913700420666-pss-global | ADAM-766 | https://www.assets.signify.com/is/image/PhilipsLighting/3b2005afdeca48f6a8bea49d00bc69f5 | [22 empty] | ADAM-764 | https://www.assets.signify.com/is/image/PhilipsLighting/e23266a3dcda4c3b85baa49d00a89706 | [18 empty] | 50 to 60 Hz | [10 empty] | https://www.lighting.philips.com/link/913700420666_EU/prd/aa/en
FP-913700421366 | HF-M BLUE 109 LH TL/PL-S 230-240V | 913700421366 | 2005-11-09 00:00:00 |  |  | IP20 ¦ Finger-protected | [17 empty] | -10 °C to 40 °C | [26 empty] | IP20 ¦ Finger-protected |  |  | 230 to 240 V | [43 empty] | ADAM-80206 | https://www.assets.signify.com/is/image/Signify/9eed5f115247446d8e7ba49d00b665f2 | ADAM-20151210201834138 | https://www.assets.signify.com/is/content/PhilipsLighting/fp913700421366-pss-global | ADAM-20161107134759852;ADAM-754 | https://www.assets.signify.com/is/image/PhilipsLighting/9f717c47434b43d09b0aa6b700d27752;https://www.assets.signify.com/is/image/PhilipsLighting/0a67116015c14869a90ea49d00bc6305 | [22 empty] | ADAM-753;ADAM-751 | https://www.assets.signify.com/is/image/PhilipsLighting/09ff3ce8a2e347b08afaa49d00a8956d;https://www.assets.signify.com/is/image/PhilipsLighting/fe71a1c892704e47b3eba49d00a891bb | [18 empty] | 50 to 60 Hz | [10 empty] | https://www.lighting.philips.com/link/913700421366_EU/prd/aa/en
FP-913700421766 | HF-M BLUE 114 LH TL/PL-S/PL-C 230-240V | 913700421766 | 2005-11-09 00:00:00 |  |  | IP20 ¦ Finger-protected | [17 empty] | -10 °C to 40 °C | [26 empty] | IP20 ¦ Finger-protected |  |  | 230 to 240 V | [43 empty] | ADAM-80206 | https://www.assets.signify.com/is/image/Signify/9eed5f115247446d8e7ba49d00b665f2 | ADAM-20151211011108917 | https://www.assets.signify.com/is/content/PhilipsLighting/fp913700421766-pss-global | ADAM-20161107134759852;ADAM-754 | https://www.assets.signify.com/is/image/PhilipsLighting/9f717c47434b43d09b0aa6b700d27752;https://www.assets.signify.com/is/image/PhilipsLighting/0a67116015c14869a90ea49d00bc6305 | [22 empty] | ADAM-753;ADAM-751 | https://www.assets.signify.com/is/image/PhilipsLighting/09ff3ce8a2e347b08afaa49d00a8956d;https://www.assets.signify.com/is/image/PhilipsLighting/fe71a1c892704e47b3eba49d00a891bb | [18 empty] | 50 to 60 Hz | [10 empty] | https://www.lighting.philips.com/link/913700421766_EU/prd/aa/en
FP-913700422866 | HF-M RED 109 SH TL/PL-S 230-240V | 913700422866 | 2006-09-20 00:00:00 |  |  | IP20 ¦ Finger-protected | [17 empty] | -10 °C to 40 °C | [26 empty] | IP20 ¦ Finger-protected |  |  | 230 to 240 V | [43 empty] | ADAM-80246 | https://www.assets.signify.com/is/image/PhilipsLighting/950f3d6803b94956ad5fa49d00b68c21 | ADAM-20151210231806613 | https://www.assets.signify.com/is/content/PhilipsLighting/fp913700422866-pss-global | ADAM-766 | https://www.assets.signify.com/is/image/PhilipsLighting/3b2005afdeca48f6a8bea49d00bc69f5 | [22 empty] | ADAM-764 | https://www.assets.signify.com/is/image/PhilipsLighting/e23266a3dcda4c3b85baa49d00a89706 | [18 empty] | 50 to 60 Hz | [10 empty] | https://www.lighting.philips.com/link/913700422866_EU/prd/aa/en
FP-913700423266 | HF-M RED 114 SH TL/TL5/PL-C/S 230-240V | 913700423266 | 2006-09-20 00:00:00 |  |  | IP20 ¦ Finger-protected | [17 empty] | -25 °C to 50 °C | [26 empty] | IP20 ¦ Finger-protected |  |  | 230 to 240 V | [43 empty] | ADAM-80246 | https://www.assets.signify.com/is/image/PhilipsLighting/950f3d6803b94956ad5fa49d00b68c21 | ADAM-20151210203900520 | https://www.assets.signify.com/is/content/PhilipsLighting/fp913700423266-pss-global | ADAM-766 | https://www.assets.signify.com/is/image/PhilipsLighting/3b2005afdeca48f6a8bea49d00bc69f5 | [22 empty] | ADAM-764 | https://www.assets.signify.com/is/image/PhilipsLighting/e23266a3dcda4c3b85baa49d00a89706 | [18 empty] | 50 to 60 Hz | [10 empty] | https://www.lighting.philips.com/link/913700423266_EU/prd/aa/en
FP-913700423466 | HF-M RED 118 SH PL-C/PL-T 230-240V | 913700423466 | 2006-09-20 00:00:00 |  |  | IP20 ¦ Finger-protected | [17 empty] | -10 °C to 40 °C | [26 empty] | IP20 ¦ Finger-protected |  |  | 230 to 240 V | [43 empty] | ADAM-80246 | https://www.assets.signify.com/is/image/PhilipsLighting/950f3d6803b94956ad5fa49d00b68c21 | ADAM-20151210210757810 | https://www.assets.signify.com/is/content/PhilipsLighting/fp913700423466-pss-global | ADAM-766 | https://www.assets.signify.com/is/image/PhilipsLighting/3b2005afdeca48f6a8bea49d00bc69f5 | [22 empty] | ADAM-764 | https://www.assets.signify.com/is/image/PhilipsLighting/e23266a3dcda4c3b85baa49d00a89706 | [18 empty] | 50 to 60 Hz | [10 empty] | https://www.lighting.philips.com/link/913700423466_EU/prd/aa/en
FP-913700608766 | HF-R 249 TL5 EII 220-240V 50/60Hz | 913700608766 | 2005-11-23 00:00:00 |  |  | IP20 ¦ Finger-protected | [17 empty] | 10 °C to 50 °C | [26 empty] | IP20 ¦ Finger-protected |  |  | 220 to 240 V | [43 empty] | ADAM-80366 | https://www.assets.signify.com/is/image/Signify/f560ea311f7e43229e2aa49d00b6b7fa | ADAM-20151210171858531 | https://www.assets.signify.com/is/content/PhilipsLighting/fp913700608766-pss-global | ADAM-871 | https://www.assets.signify.com/is/image/PhilipsLighting/34fffe835e42446f8792a49d00bc92fe | [22 empty] | ADAM-861 | https://www.assets.signify.com/is/image/PhilipsLighting/d729310d9e1b492896cfa49d00a93c41 | [18 empty] | 50 to 60 Hz | [10 empty] | https://www.lighting.philips.com/link/913700608766_EU/prd/aa/en
FP-913700609266 | HF-R 136 TL-D EII 220-240V 50/60Hz | 913700609266 | 2005-11-23 00:00:00 |  |  | IP20 ¦ Finger-protected | [17 empty] | 10 °C to 50 °C | [26 empty] | IP20 ¦ Finger-protected |  |  | 220 to 240 V | [43 empty] | ADAM-80366 | https://www.assets.signify.com/is/image/Signify/f560ea311f7e43229e2aa49d00b6b7fa | ADAM-20151210172535775 | https://www.assets.signify.com/is/content/PhilipsLighting/fp913700609266-pss-global | ADAM-871 | https://www.assets.signify.com/is/image/PhilipsLighting/34fffe835e42446f8792a49d00bc92fe | [22 empty] | ADAM-860 | https://www.assets.signify.com/is/image/PhilipsLighting/7cc2a3697f394fce965ba49d00a93945 | [18 empty] | 50 to 60 Hz | [10 empty] | https://www.lighting.philips.com/link/913700609266_EU/prd/aa/en
FP-913700609366 | HF-R 236 TL-D EII 220-240V 50/60Hz | 913700609366 | 2005-11-23 00:00:00 |  |  | IP20 ¦ Finger-protected | [17 empty] | 10 °C to 50 °C | [26 empty] | IP20 ¦ Finger-protected |  |  | 220 to 240 V | [43 empty] | ADAM-80366 | https://www.assets.signify.com/is/image/Signify/f560ea311f7e43229e2aa49d00b6b7fa | ADAM-20151210220931455 | https://www.assets.signify.com/is/content/PhilipsLighting/fp913700609366-pss-global | ADAM-871 | https://www.assets.signify.com/is/image/PhilipsLighting/34fffe835e42446f8792a49d00bc92fe | [22 empty] | ADAM-861 | https://www.assets.signify.com/is/image/PhilipsLighting/d729310d9e1b492896cfa49d00a93c41 | [18 empty] | 50 to 60 Hz | [10 empty] | https://www.lighting.philips.com/link/913700609366_EU/prd/aa/en
FP-913700609466 | HF-R 158 TL-D EII 220-240V 50/60Hz | 913700609466 | 2005-11-23 00:00:00 |  |  | IP20 ¦ Finger-protected | [17 empty] | -20 °C to 50 °C | [26 empty] | IP20 ¦ Finger-protected |  |  | 220 to 240 V | [43 empty] | ADAM-80366 | https://www.assets.signify.com/is/image/Signify/f560ea311f7e43229e2aa49d00b6b7fa | ADAM-20151211065527213 | https://www.assets.signify.com/is/content/PhilipsLighting/fp913700609466-pss-global | ADAM-871 | https://www.assets.signify.com/is/image/PhilipsLighting/34fffe835e42446f8792a49d00bc92fe | [22 empty] | ADAM-860 | https://www.assets.signify.com/is/image/PhilipsLighting/7cc2a3697f394fce965ba49d00a93945 | [18 empty] | 50 to 60 Hz | [10 empty] | https://www.lighting.philips.com/link/913700609466_EU/prd/aa/en
FP-913700609566 | HF-R 258 TL-D EII 220-240V 50/60Hz | 913700609566 | 2005-11-23 00:00:00 |  |  | IP20 ¦ Finger-protected | [17 empty] | 10 °C to 50 °C | [26 empty] | IP20 ¦ Finger-protected |  |  | 220 to 240 V | [43 empty] | ADAM-80366 | https://www.assets.signify.com/is/image/Signify/f560ea311f7e43229e2aa49d00b6b7fa | ADAM-20151211155008162 | https://www.assets.signify.com/is/content/PhilipsLighting/fp913700609566-pss-global | ADAM-871 | https://www.assets.signify.com/is/image/PhilipsLighting/34fffe835e42446f8792a49d00bc92fe | [22 empty] | ADAM-861 | https://www.assets.signify.com/is/image/PhilipsLighting/d729310d9e1b492896cfa49d00a93c41 | [18 empty] | 50 to 60 Hz | [10 empty] | https://www.lighting.philips.com/link/913700609566_EU/prd/aa/en
FP-913700614066 | HID-PV C 150 /S CDM 220-240V 50/60Hz | 913700614066 | 2006-02-23 00:00:00 | [20 empty] | -20 °C to 60 °C | [29 empty] | 220 to 240 V | [43 empty] | ADAM-80444 | https://www.assets.signify.com/is/image/PhilipsLighting/3661f18e1ada4befbf01a49d00b43e9e | ADAM-20151211164950997 | https://www.assets.signify.com/is/content/PhilipsLighting/fp913700614066-pss-global | ADAM-547 | https://www.assets.signify.com/is/image/PhilipsLighting/54032e08363040438da4a49d00bb0be1 | [22 empty] | ADAM-541 | https://www.assets.signify.com/is/image/PhilipsLighting/4a52c8a5daaa42a086c4a49d00a82370 | [18 empty] | 50 to 60 Hz | [10 empty] | https://www.lighting.philips.com/link/913700614066_EU/prd/aa/en
FP-913700615067 | SND 88 400V 50/60Hz | 913700615067 | 2006-03-17 00:00:00 | [20 empty] | -20 °C to 80 °C | [29 empty] | 400 V | [43 empty] | ADAM-80257 | https://www.assets.signify.com/is/image/PhilipsLighting/779de73ff3cb45c28785a49d00b71410 | ADAM-20151211214459672 | https://www.assets.signify.com/is/content/PhilipsLighting/fp913700615067-pss-global | ADAM-950 | https://www.assets.signify.com/is/image/PhilipsLighting/5300a7e468b24c4189a2a49d00bcd056 | [22 empty] | ADAM-949 | https://www.assets.signify.com/is/image/PhilipsLighting/0112af108a07447a8112a49d00a9a6c4 | [18 empty] | 50 to 60 Hz | [10 empty] | https://www.lighting.philips.com/link/913700615067_EU/prd/aa/en
FP-913700619566 | HF-R 2 14-35 TL5 EII 220-240V 50/60Hz | 913700619566 | 2006-04-27 00:00:00 |  |  | IP20 ¦ Finger-protected | [17 empty] | -20 °C to 50 °C | [26 empty] | IP20 ¦ Finger-protected |  |  | 220 to 240 V | [43 empty] | ADAM-80366 | https://www.assets.signify.com/is/image/Signify/f560ea311f7e43229e2aa49d00b6b7fa | ADAM-20151211113250049 | https://www.assets.signify.com/is/content/PhilipsLighting/fp913700619566-pss-global | ADAM-871 | https://www.assets.signify.com/is/image/PhilipsLighting/34fffe835e42446f8792a49d00bc92fe | [22 empty] | ADAM-861 | https://www.assets.signify.com/is/image/PhilipsLighting/d729310d9e1b492896cfa49d00a93c41 | [18 empty] | 50 to 60 Hz | [10 empty] | https://www.lighting.philips.com/link/913700619566_EU/prd/aa/en
FP-913700619866 | HF-R 1 14-35 TL5 EII 220-240V 50/60Hz | 913700619866 | 2006-04-27 00:00:00 |  |  | IP20 ¦ Finger-protected | [17 empty] | -20 °C to 50 °C | [26 empty] | IP20 ¦ Finger-protected |  |  | 220 to 240 V | [43 empty] | ADAM-80366 | https://www.assets.signify.com/is/image/Signify/f560ea311f7e43229e2aa49d00b6b7fa | ADAM-20151210215127738 | https://www.assets.signify.com/is/content/PhilipsLighting/fp913700619866-pss-global | ADAM-871 | https://www.assets.signify.com/is/image/PhilipsLighting/34fffe835e42446f8792a49d00bc92fe | [22 empty] | ADAM-860 | https://www.assets.signify.com/is/image/PhilipsLighting/7cc2a3697f394fce965ba49d00a93945 | [18 empty] | 50 to 60 Hz | [10 empty] | https://www.lighting.philips.com/link/913700619866_EU/prd/aa/en
FP-913700624066 | HF-Pi 1 14/21/24/39 TL5 EII 220-240V | 913700624066 | 2007-06-04 00:00:00 |  |  | IP20 ¦ Finger-protected | [17 empty] | -25 °C to 50 °C | [26 empty] | IP20 ¦ Finger-protected |  |  | 220 to 240 V | [43 empty] | ADAM-80381 | https://www.assets.signify.com/is/image/Signify/54190bcfcd2a4e72b904a49d00b69820 | ADAM-20151210194449935 | https://www.assets.signify.com/is/content/PhilipsLighting/fp913700624066-pss-global | ADAM-778 | https://www.assets.signify.com/is/image/PhilipsLighting/d346b3cbaa674b23bb92a49d00bc71c2 | [22 empty] | ADAM-775 | https://www.assets.signify.com/is/image/PhilipsLighting/e60aa83929eb42b28ab0a49d00a8a302 | [18 empty] | 50 to 60 Hz | [10 empty] | https://www.lighting.philips.com/link/913700624066_EU/prd/aa/en
FP-913700624166 | HF-Pi 1 28/35/49/54 TL5 EII 220-240V | 913700624166 | 2007-06-04 00:00:00 |  |  | IP20 ¦ Finger-protected | [17 empty] | -25 °C to 50 °C | [26 empty] | IP20 ¦ Finger-protected |  |  | 220 to 240 V | [43 empty] | ADAM-80381 | https://www.assets.signify.com/is/image/Signify/54190bcfcd2a4e72b904a49d00b69820 | ADAM-20151210122227555 | https://www.assets.signify.com/is/content/PhilipsLighting/fp913700624166-pss-global | ADAM-778 | https://www.assets.signify.com/is/image/PhilipsLighting/d346b3cbaa674b23bb92a49d00bc71c2 | [22 empty] | ADAM-775 | https://www.assets.signify.com/is/image/PhilipsLighting/e60aa83929eb42b28ab0a49d00a8a302 | [18 empty] | 50 to 60 Hz | [10 empty] | https://www.lighting.philips.com/link/913700624166_EU/prd/aa/en
FP-913700624366 | HF-Pi 2 28/35/49/54 TL5 EII 220-240V | 913700624366 | 2007-06-04 00:00:00 |  |  | IP20 ¦ Finger-protected | [17 empty] | -25 °C to 50 °C | [26 empty] | IP20 ¦ Finger-protected |  |  | 220 to 240 V | [43 empty] | ADAM-80381 | https://www.assets.signify.com/is/image/Signify/54190bcfcd2a4e72b904a49d00b69820 | ADAM-20151211145445126 | https://www.assets.signify.com/is/content/PhilipsLighting/fp913700624366-pss-global | ADAM-779 | https://www.assets.signify.com/is/image/PhilipsLighting/2cff531cdafa4c16b808a49d00bc730d | [22 empty] | ADAM-776 | https://www.assets.signify.com/is/image/PhilipsLighting/faf58874c1544d09a487a49d00a8a49e | [18 empty] | 50 to 60 Hz | [10 empty] | https://www.lighting.philips.com/link/913700624366_EU/prd/aa/en
FP-913700626566 | HF-R 2 26-42 PL-T/C EII 220-240V 50/60Hz | 913700626566 | 2008-07-30 00:00:00 |  |  | IP20 ¦ Finger-protected | [17 empty] | -20 °C to 50 °C | [26 empty] | IP20 ¦ Finger-protected |  |  | 220 to 240 V | [43 empty] | ADAM-80205 | https://www.assets.signify.com/is/image/PhilipsLighting/a6ad84059a7342ebb684a49d00b6e9e0 | ADAM-20151211214017677 | https://www.assets.signify.com/is/content/PhilipsLighting/fp913700626566-pss-global | ADAM-926 | https://www.assets.signify.com/is/image/PhilipsLighting/f1315311769c489ba1f0a49d00bcc267 | [22 empty] | ADAM-922 | https://www.assets.signify.com/is/image/PhilipsLighting/820add74e4c6457d84bba49d00a999c2 | [18 empty] | 50 to 60 Hz | [10 empty] | https://www.lighting.philips.com/link/913700626566_EU/prd/aa/en
FP-913700626666 | HF-R 1 26-42 PL-T/C EII 220-240V 50/60Hz | 913700626666 | 2008-07-30 00:00:00 |  |  | IP20 ¦ Finger-protected | [17 empty] | -20 °C to 50 °C | [26 empty] | IP20 ¦ Finger-protected |  |  | 220 to 240 V | [43 empty] | ADAM-80205 | https://www.assets.signify.com/is/image/PhilipsLighting/a6ad84059a7342ebb684a49d00b6e9e0 | ADAM-20151210162442049 | https://www.assets.signify.com/is/content/PhilipsLighting/fp913700626666-pss-global | ADAM-925 | https://www.assets.signify.com/is/image/PhilipsLighting/00100d537755422db3b1a49d00bcc0f6 | [22 empty] | ADAM-921 | https://www.assets.signify.com/is/image/PhilipsLighting/42e2dc89c5b64280afd4a49d00a9984b | [18 empty] | 50 to 60 Hz | [10 empty] | https://www.lighting.philips.com/link/913700626666_EU/prd/aa/en
FP-913700630766 | HF-P 1 22-42 PL-T/C/L/TL5C EII 220-240V | 913700630766 | 2007-05-14 00:00:00 |  |  | IP20 ¦ Finger-protected | [17 empty] | -25 °C to 50 °C | [26 empty] | IP20 ¦ Finger-protected |  |  | 220 to 240 V | [43 empty] | ADAM-80376 | https://www.assets.signify.com/is/image/Signify/d725ebda5e9b42a88269a49d00b69e0a | ADAM-20151211021348322 | https://www.assets.signify.com/is/content/PhilipsLighting/fp913700630766-pss-global | ADAM-800 | https://www.assets.signify.com/is/image/PhilipsLighting/5106c1b325414f9484eba49d00bc79fe | [22 empty] | ADAM-798 | https://www.assets.signify.com/is/image/PhilipsLighting/eb9ae120280543ad8065a49d00a8a9a3 | [18 empty] | 50 to 60 Hz | [10 empty] | https://www.lighting.philips.com/link/913700630766_EU/prd/aa/en
FP-913700630866 | HF-P 2 22-42 PL-T/C/L/TL5C EII 220-240V | 913700630866 | 2007-05-11 00:00:00 |  |  | IP20 ¦ Finger-protected | [17 empty] | -25 °C to 50 °C | [26 empty] | IP20 ¦ Finger-protected |  |  | 220 to 240 V | [43 empty] | ADAM-80376 | https://www.assets.signify.com/is/image/Signify/d725ebda5e9b42a88269a49d00b69e0a | ADAM-20151211123654417 | https://www.assets.signify.com/is/content/PhilipsLighting/fp913700630866-pss-global | ADAM-800 | https://www.assets.signify.com/is/image/PhilipsLighting/5106c1b325414f9484eba49d00bc79fe | [22 empty] | ADAM-799 | https://www.assets.signify.com/is/image/PhilipsLighting/15e6caa23bd04b80b712a49d00a8ab4c | [18 empty] | 50 to 60 Hz | [10 empty] | https://www.lighting.philips.com/link/913700630866_EU/prd/aa/en
FP-913700646266 | HID-PV m 20 /I CDM 220-240V 50/60Hz | 913700646266 | 2009-10-21 00:00:00 | [20 empty] | -20 °C to 45 °C | [29 empty] | 220 to 240 V | [43 empty] | ADAM-80456 | https://www.assets.signify.com/is/image/PhilipsLighting/6f3fd467498d44c0956ca49d00b3b52a | ADAM-20151211150144568 | https://www.assets.signify.com/is/content/PhilipsLighting/fp913700646266-pss-global | ADAM-117821 | https://www.assets.signify.com/is/image/PhilipsLighting/d33535d3cfd346f9899aa49d00bae626 | [22 empty] | ADAM-477 | https://www.assets.signify.com/is/image/PhilipsLighting/45c30ad6397b4ebc95c2a49d00a80201 | [18 empty] | 50 to 60 Hz | [10 empty] | https://www.lighting.philips.com/link/913700646266_EU/prd/aa/en
FP-913700648666 | HF-P 1/218 PL-T/C III 220-240V | 913700648666 | 2008-12-25 00:00:00 |  |  | IP20 ¦ Finger-protected | [17 empty] | -25 °C to 50 °C | [26 empty] | IP20 ¦ Finger-protected |  |  | 220 to 240 V | [43 empty] | ADAM-80545 | https://www.assets.signify.com/is/image/PhilipsLighting/e23af2ab8864413f83efa49d00b69c15 | ADAM-20151211152124711 | https://www.assets.signify.com/is/content/PhilipsLighting/fp913700648666-pss-global | ADAM-796 | https://www.assets.signify.com/is/image/PhilipsLighting/3dff7f199157494ba944a49d00bc7598 | [22 empty] | ADAM-20160927140027778 | https://www.assets.signify.com/is/image/PhilipsLighting/c8ddcda2c63d402f938ca68e00c59726 | [18 empty] | 50 to 60 Hz | [10 empty] | https://www.lighting.philips.com/link/913700648666_EU/prd/aa/en
FP-913700652566 | HF-Pi 1 28/35/49/80 TL5 EII | 913700652566 | 2009-06-05 00:00:00 |  |  | IP20 ¦ Finger-protected | [17 empty] | -25 °C to 50 °C | [26 empty] | IP20 ¦ Finger-protected |  |  | 220 to 240 V | [43 empty] | ADAM-80381 | https://www.assets.signify.com/is/image/Signify/54190bcfcd2a4e72b904a49d00b69820 | ADAM-20151211175306078 | https://www.assets.signify.com/is/content/PhilipsLighting/fp913700652566-pss-global | ADAM-778 | https://www.assets.signify.com/is/image/PhilipsLighting/d346b3cbaa674b23bb92a49d00bc71c2 | [22 empty] | ADAM-775 | https://www.assets.signify.com/is/image/PhilipsLighting/e60aa83929eb42b28ab0a49d00a8a302 | [18 empty] | 50 to 60 Hz | [10 empty] | https://www.lighting.philips.com/link/913700652566_EU/prd/aa/en
FP-913700652666 | HF-Pi 2 28/35/49/80 TL5 EII | 913700652666 | 2009-06-05 00:00:00 |  |  | IP20 ¦ Finger-protected | [17 empty] | -25 °C to 50 °C | [26 empty] | IP20 ¦ Finger-protected |  |  | 220 to 240 V | [43 empty] | ADAM-80381 | https://www.assets.signify.com/is/image/Signify/54190bcfcd2a4e72b904a49d00b69820 | ADAM-20151211043611121 | https://www.assets.signify.com/is/content/PhilipsLighting/fp913700652666-pss-global | ADAM-779 | https://www.assets.signify.com/is/image/PhilipsLighting/2cff531cdafa4c16b808a49d00bc730d | [22 empty] | ADAM-776 | https://www.assets.signify.com/is/image/PhilipsLighting/faf58874c1544d09a487a49d00a8a49e | [18 empty] | 50 to 60 Hz | [10 empty] | https://www.lighting.philips.com/link/913700652666_EU/prd/aa/en
FP-913700652766 | HID-PV C 35 /S CDM 220-240V 50/60Hz NG | 913700652766 | 2009-05-19 00:00:00 | [20 empty] | -20 °C to 55 °C | [29 empty] | 220 to 240 V | [43 empty] | ADAM-80441 | https://www.assets.signify.com/is/image/Signify/01d664d41e214d429810a49d00b460e4 | ADAM-20151210231602960 | https://www.assets.signify.com/is/content/PhilipsLighting/fp913700652766-pss-global | ADAM-521 | https://www.assets.signify.com/is/image/PhilipsLighting/e8c8c727a7594f47bd54a49d00bb191d | [22 empty] | ADAM-117498 | https://www.assets.signify.com/is/image/PhilipsLighting/eb8eb5b37ecd4b138cd6a49d00a82736 | [18 empty] | 50 to 60 Hz | [10 empty] | https://www.lighting.philips.com/link/913700652766_EU/prd/aa/en
FP-913700652966 | HID-PV C 70 /S CDM 220-240V 50/60Hz NG | 913700652966 | 2009-05-20 00:00:00 | [20 empty] | -20 °C to 50 °C | [29 empty] | 220 to 240 V | [43 empty] | ADAM-80441 | https://www.assets.signify.com/is/image/Signify/01d664d41e214d429810a49d00b460e4 | ADAM-20151211013303383 | https://www.assets.signify.com/is/content/PhilipsLighting/fp913700652966-pss-global | ADAM-521 | https://www.assets.signify.com/is/image/PhilipsLighting/e8c8c727a7594f47bd54a49d00bb191d | [22 empty] | ADAM-117498 | https://www.assets.signify.com/is/image/PhilipsLighting/eb8eb5b37ecd4b138cd6a49d00a82736 | [18 empty] | 50 to 60 Hz | [10 empty] | https://www.lighting.philips.com/link/913700652966_EU/prd/aa/en
FP-913700653166 | HID-PV C 35 /I CDM 220-240V 50/60Hz NG | 913700653166 | 2009-05-20 00:00:00 | [20 empty] | -20 °C to 50 °C | [29 empty] | 220 to 240 V | [43 empty] | ADAM-80427 | https://www.assets.signify.com/is/image/Signify/d168cd7627a540fa8000a49d00b45db7 | ADAM-20151210233353222 | https://www.assets.signify.com/is/content/PhilipsLighting/fp913700653166-pss-global | ADAM-519 | https://www.assets.signify.com/is/image/PhilipsLighting/7c78d07748d34a9a9f1aa49d00bb0d1e | [22 empty] | ADAM-117498 | https://www.assets.signify.com/is/image/PhilipsLighting/eb8eb5b37ecd4b138cd6a49d00a82736 | [18 empty] | 50 to 60 Hz | [10 empty] | https://www.lighting.philips.com/link/913700653166_EU/prd/aa/en
FP-913700653266 | HID-PV C 70 /I CDM 220-240V 50/60Hz NG | 913700653266 | 2009-05-20 00:00:00 | [20 empty] | -20 °C to 45 °C | [29 empty] | 220 to 240 V | [43 empty] | ADAM-80427 | https://www.assets.signify.com/is/image/Signify/d168cd7627a540fa8000a49d00b45db7 | ADAM-20151211044246602 | https://www.assets.signify.com/is/content/PhilipsLighting/fp913700653266-pss-global | ADAM-519 | https://www.assets.signify.com/is/image/PhilipsLighting/7c78d07748d34a9a9f1aa49d00bb0d1e | [22 empty] | ADAM-117498 | https://www.assets.signify.com/is/image/PhilipsLighting/eb8eb5b37ecd4b138cd6a49d00a82736 | [18 empty] | 50 to 60 Hz | [10 empty] | https://www.lighting.philips.com/link/913700653266_EU/prd/aa/en
FP-913700655366 | SKD 578 220-240V 50/60Hz | 913700655366 | 2009-11-17 00:00:00 | [20 empty] | -30 °C to 85 °C | [29 empty] | 220 to 240 V | [43 empty] | ADAM-80451 | https://www.assets.signify.com/is/image/Signify/ece7995cb7064b5daad3a49d00b6fadd | ADAM-20151210195502246 | https://www.assets.signify.com/is/content/PhilipsLighting/fp913700655366-pss-global | ADAM-20161107121441968;ADAM-942 | https://www.assets.signify.com/is/image/PhilipsLighting/4e8558e1036d471da405a6b700b8fc11;https://www.assets.signify.com/is/image/PhilipsLighting/8ba359d66087479086bea49d00bccc86 | [22 empty] | ADAM-940 | https://www.assets.signify.com/is/image/PhilipsLighting/60e52216e588494eb3dfa49d00a9a397 | [18 empty] | 50 to 60 Hz | [10 empty] | https://www.lighting.philips.com/link/913700655366_EU/prd/aa/en
FP-913700655466 | SKD 578-S 220-240V 50/60Hz | 913700655466 | 2009-11-17 00:00:00 | [20 empty] | -30 °C to 85 °C | [29 empty] | 220 to 240 V | [43 empty] | ADAM-80451 | https://www.assets.signify.com/is/image/Signify/ece7995cb7064b5daad3a49d00b6fadd | ADAM-20151210223804053 | https://www.assets.signify.com/is/content/PhilipsLighting/fp913700655466-pss-global | ADAM-20161107121443335 | https://www.assets.signify.com/is/image/PhilipsLighting/488bd997727143ad9bdea6b700b8fe2d | [22 empty] | ADAM-940 | https://www.assets.signify.com/is/image/PhilipsLighting/60e52216e588494eb3dfa49d00a9a397 | [18 empty] | 50 to 60 Hz | [10 empty] | https://www.lighting.philips.com/link/913700655466_EU/prd/aa/en
FP-913700656566 | HID-PV 100 /S SDW-TG 220-240V 50/60Hz | 913700656566 | 2009-10-05 00:00:00 | [20 empty] | -20 °C to 60 °C | [29 empty] | 220 to 240 V | [43 empty] | ADAM-80374 | https://www.assets.signify.com/is/image/PhilipsLighting/4e1cc34bf0fc4e369ee1a49d00b417d4 | ADAM-20151211140641384 | https://www.assets.signify.com/is/content/PhilipsLighting/fp913700656566-pss-global | ADAM-525 | https://www.assets.signify.com/is/image/PhilipsLighting/80031c91dd4e427d831ca49d00bafb8a | [22 empty] | ADAM-524 | https://www.assets.signify.com/is/image/PhilipsLighting/89c17bf47c0942ffb870a49d00a814d1 | [18 empty] | 50 to 60 Hz | [10 empty] | https://www.lighting.philips.com/link/913700656566_EU/prd/aa/en
FP-913700656866 | HID-PV C 2x35 /S CDM 220-240V 50/60Hz | 913700656866 | 2009-11-17 00:00:00 | [20 empty] | -20 °C to 55 °C | [29 empty] | 220 to 240 V | [43 empty] | ADAM-80254 | https://www.assets.signify.com/is/image/PhilipsLighting/f42fe6e75c1640c4a7c0a49d00b42eee | ADAM-20151211123347291 | https://www.assets.signify.com/is/content/PhilipsLighting/fp913700656866-pss-global | ADAM-535 | https://www.assets.signify.com/is/image/PhilipsLighting/ea1685b255894c7386b6a49d00bb024b | [22 empty] | ADAM-528 | https://www.assets.signify.com/is/image/PhilipsLighting/a6f7afa6bfc8437f8407a49d00a81ae7 | [18 empty] | 50 to 60 Hz | [10 empty] | https://www.lighting.philips.com/link/913700656866_EU/prd/aa/en
FP-913700657666 | HF-Pi 3/4 14/24 TL5/PL-L EII 220-240V | 913700657666 | 2009-10-07 00:00:00 | [20 empty] | -25 °C to 50 °C | [29 empty] | 220 to 240 V | [43 empty] | ADAM-80381 | https://www.assets.signify.com/is/image/Signify/54190bcfcd2a4e72b904a49d00b69820 | ADAM-20151211213237536 | https://www.assets.signify.com/is/content/PhilipsLighting/fp913700657666-pss-global | ADAM-777 | https://www.assets.signify.com/is/image/PhilipsLighting/2adb8e9c89244bde92c3a49d00bc7086 | [22 empty] | ADAM-773;ADAM-774 | https://www.assets.signify.com/is/image/PhilipsLighting/4211a5a2c4ba4d88ad12a49d00a89fb6;https://www.assets.signify.com/is/image/PhilipsLighting/c4468ce6da764fcba34fa49d00a8a190 | [18 empty] | 50 to 60 Hz | [10 empty] | https://www.lighting.philips.com/link/913700657666_EU/prd/aa/en
FP-913700664966 | HID-PV C 50 /S CDM 220-240V 50/60Hz | 913700664966 | 2010-05-21 00:00:00 |  |  | IP20 ¦ Finger-protected | [17 empty] | -20 °C to 55 °C | [26 empty] | IP20 ¦ Finger-protected |  |  | 220 to 240 V | [43 empty] | ADAM-80441 | https://www.assets.signify.com/is/image/Signify/01d664d41e214d429810a49d00b460e4 | ADAM-20151211090749641 | https://www.assets.signify.com/is/content/PhilipsLighting/fp913700664966-pss-global | ADAM-521 | https://www.assets.signify.com/is/image/PhilipsLighting/e8c8c727a7594f47bd54a49d00bb191d | [22 empty] | ADAM-518 | https://www.assets.signify.com/is/image/PhilipsLighting/d8d1881a8edb4926a66ca49d00a82bff | [18 empty] | 50 to 60 Hz | [10 empty] | https://www.lighting.philips.com/link/913700664966_EU/prd/aa/en
FP-913700665166 | HID-PV C 50 /I CDM 220-240V 50/60Hz | 913700665166 | 2010-05-21 00:00:00 |  |  | IP20 ¦ Finger-protected | [17 empty] | -20 °C to 50 °C | [26 empty] | IP20 ¦ Finger-protected |  |  | 220 to 240 V | [43 empty] | ADAM-80378 | https://www.assets.signify.com/is/image/PhilipsLighting/97b1413bb4b24b9f8d6ca49d00b4489a | ADAM-20151211014950665 | https://www.assets.signify.com/is/content/PhilipsLighting/fp913700665166-pss-global | ADAM-519 | https://www.assets.signify.com/is/image/PhilipsLighting/7c78d07748d34a9a9f1aa49d00bb0d1e | [22 empty] | ADAM-117102 | https://www.assets.signify.com/is/image/PhilipsLighting/11bea0456dfe4a3d90aca49d00a824ff | [18 empty] | 50 to 60 Hz | [10 empty] | https://www.lighting.philips.com/link/913700665166_EU/prd/aa/en
FP-913700679066 | HF-Ri TD 3 14/24 TL5 E+ 195-240V | 913700679066 | 2011-04-28 00:00:00 |  |  | IP20 ¦ Finger-protected | [17 empty] | -25 °C to 50 °C | [26 empty] | IP20 ¦ Finger-protected |  |  | 195-240 V | [43 empty] | ADAM-80406 | https://www.assets.signify.com/is/image/Signify/6a5b0d3158e34357aec4a49d00b6c0d7 | ADAM-20151211181940889 | https://www.assets.signify.com/is/content/PhilipsLighting/fp913700679066-pss-global | ADAM-117475 | https://www.assets.signify.com/is/image/PhilipsLighting/8bf982893a454daaad8ea49d00bcbe66 | [22 empty] | ADAM-913 | https://www.assets.signify.com/is/image/PhilipsLighting/8f0d9b7ef4f843c9ae7fa49d00a98f47 | [18 empty] | 50 to 60 Hz | [10 empty] | https://www.lighting.philips.com/link/913700679066_EU/prd/aa/en
FP-913700679166 | HF-Ri TD 4 14/24 TL5 E+ 195-240V | 913700679166 | 2011-04-28 00:00:00 |  |  | IP20 ¦ Finger-protected | [17 empty] | -25 °C to 50 °C | [26 empty] | IP20 ¦ Finger-protected |  |  | 195-240 V | [43 empty] | ADAM-80406 | https://www.assets.signify.com/is/image/Signify/6a5b0d3158e34357aec4a49d00b6c0d7 | ADAM-20151210204315172 | https://www.assets.signify.com/is/content/PhilipsLighting/fp913700679166-pss-global | ADAM-117475 | https://www.assets.signify.com/is/image/PhilipsLighting/8bf982893a454daaad8ea49d00bcbe66 | [22 empty] | ADAM-914 | https://www.assets.signify.com/is/image/PhilipsLighting/2741a740ae73454cba5da49d00a99391 | [18 empty] | 50 to 60 Hz | [10 empty] | https://www.lighting.philips.com/link/913700679166_EU/prd/aa/en
FP-913700683866 | HID-AV C 35-70 /S CDM 220-240V 50/60Hz | 913700683866 | 2012-05-04 00:00:00 | [20 empty] | -20 °C to 55 °C | [29 empty] | 220 to 240 V | [37 empty] | EN61547 (L-L 2kV, L-G 4kV) kV | [5 empty] | ADAM-80422 | https://www.assets.signify.com/is/image/Signify/de604fb343b5449aa1e5a49d00b2bdb8 | ADAM-20151211143252174 | https://www.assets.signify.com/is/content/PhilipsLighting/fp913700683866-pss-global | ADAM-339 | https://www.assets.signify.com/is/image/PhilipsLighting/ab443befb3c444428ccea49d00ba8a2b | [22 empty] | ADAM-333 | https://www.assets.signify.com/is/image/PhilipsLighting/2611361bf83a456f975ea49d00a70550 | [18 empty] | 50 to 60 Hz | [10 empty] | https://www.lighting.philips.com/link/913700683866_EU/prd/aa/en
FP-913700684766 | HF-Ri TD 1 26-42 PL-T/C E+ | 913700684766 | 2012-05-28 00:00:00 |  |  | IP20 ¦ Finger-protected | [17 empty] | -25 °C to 50 °C | [26 empty] | IP20 ¦ Finger-protected |  |  | 195-240 V | [43 empty] | ADAM-80873 | https://www.assets.signify.com/is/image/Signify/5494442d20b64f7da16fa49d00b6dde9 | ADAM-20151211101130912 | https://www.assets.signify.com/is/content/PhilipsLighting/fp913700684766-pss-global | ADAM-120130 | https://www.assets.signify.com/is/image/PhilipsLighting/dda9525d173e4aad8125a49d00bcbfdb | [22 empty] | ADAM-120131 | https://www.assets.signify.com/is/image/PhilipsLighting/784ca948eae946498772a49d00a9952e | [18 empty] | 50 to 60 Hz | [10 empty] | https://www.lighting.philips.com/link/913700684766_EU/prd/aa/en
FP-913700695666 | HF-Ri TD 1 28/35/49/54 TL5 E+ 195-240V | 913700695666 | 2012-09-14 00:00:00 |  |  | IP20 ¦ Finger-protected | [17 empty] | -25 °C to 50 °C | [26 empty] | IP20 ¦ Finger-protected |  |  | 195-240 V | [43 empty] | ADAM-80406 | https://www.assets.signify.com/is/image/Signify/6a5b0d3158e34357aec4a49d00b6c0d7 | ADAM-20151211094719934 | https://www.assets.signify.com/is/content/PhilipsLighting/fp913700695666-pss-global | ADAM-117475 | https://www.assets.signify.com/is/image/PhilipsLighting/8bf982893a454daaad8ea49d00bcbe66 | [22 empty] | ADAM-911 | https://www.assets.signify.com/is/image/PhilipsLighting/365cc488ddf5463aa32ea49d00a98729 | [18 empty] | 50 to 60 Hz | [10 empty] | https://www.lighting.philips.com/link/913700695666_EU/prd/aa/en
FP-913700695866 | HF-Ri TD 2 28/35/49/54 TL5 E+ 195-240V | 913700695866 | 2012-09-14 00:00:00 |  |  | IP20 ¦ Finger-protected | [17 empty] | -25 °C to 50 °C | [26 empty] | IP20 ¦ Finger-protected |  |  | 195-240 V | [43 empty] | ADAM-80406 | https://www.assets.signify.com/is/image/Signify/6a5b0d3158e34357aec4a49d00b6c0d7 | ADAM-20151210211855577 | https://www.assets.signify.com/is/content/PhilipsLighting/fp913700695866-pss-global | ADAM-117475 | https://www.assets.signify.com/is/image/PhilipsLighting/8bf982893a454daaad8ea49d00bcbe66 | [22 empty] | ADAM-912 | https://www.assets.signify.com/is/image/PhilipsLighting/c9da001a437a4dc0b45ca49d00a98a22 | [18 empty] | 50 to 60 Hz | [10 empty] | https://www.lighting.philips.com/link/913700695866_EU/prd/aa/en
FP-913700696166 | HID-PV m 35 /S CDM 220-240V 50/60Hz | 913700696166 | 2012-10-25 00:00:00 | [20 empty] | -20 °C to 50 °C | [29 empty] | 220 to 240 V | [43 empty] | ADAM-80682 | https://www.assets.signify.com/is/image/PhilipsLighting/80b452f0a6c648fbb92aa49d00b3afa2 | ADAM-20151211070739968 | https://www.assets.signify.com/is/content/PhilipsLighting/fp913700696166-pss-global | ADAM-118003 | https://www.assets.signify.com/is/image/PhilipsLighting/b829ef9ed53145819ae0a49d00baea23 | [22 empty] | ADAM-117998 | https://www.assets.signify.com/is/image/PhilipsLighting/127692a8ef094675929aa49d00a80730 | [18 empty] | 50 to 60 Hz | [10 empty] | https://www.lighting.philips.com/link/913700696166_EU/prd/aa/en
FP-913700698366 | HF-Ri TD 1 14/21/24/39 E+ | 913700698366 | 2013-02-20 00:00:00 |  |  | IP20 ¦ Finger-protected | [17 empty] | -25 °C to 50 °C | [26 empty] | IP20 ¦ Finger-protected |  |  | 195-240 V | [43 empty] | ADAM-80406 | https://www.assets.signify.com/is/image/Signify/6a5b0d3158e34357aec4a49d00b6c0d7 | ADAM-20151211123750124 | https://www.assets.signify.com/is/content/PhilipsLighting/fp913700698366-pss-global | ADAM-117475 | https://www.assets.signify.com/is/image/PhilipsLighting/8bf982893a454daaad8ea49d00bcbe66 | [22 empty] | ADAM-911 | https://www.assets.signify.com/is/image/PhilipsLighting/365cc488ddf5463aa32ea49d00a98729 | [18 empty] | 50 to 60 Hz | [10 empty] | https://www.lighting.philips.com/link/913700698366_EU/prd/aa/en
FP-913700698466 | HF-Ri TD 2 14/21/24/39 E+ | 913700698466 | 2013-02-20 00:00:00 |  |  | IP20 ¦ Finger-protected | [17 empty] | -25 °C to 50 °C | [26 empty] | IP20 ¦ Finger-protected |  |  | 195-240 V | [43 empty] | ADAM-80406 | https://www.assets.signify.com/is/image/Signify/6a5b0d3158e34357aec4a49d00b6c0d7 | ADAM-20151211162450000 | https://www.assets.signify.com/is/content/PhilipsLighting/fp913700698466-pss-global | ADAM-117475 | https://www.assets.signify.com/is/image/PhilipsLighting/8bf982893a454daaad8ea49d00bcbe66 | [22 empty] | ADAM-912 | https://www.assets.signify.com/is/image/PhilipsLighting/c9da001a437a4dc0b45ca49d00a98a22 | [18 empty] | 50 to 60 Hz | [10 empty] | https://www.lighting.philips.com/link/913700698466_EU/prd/aa/en
FP-913700751926 | BSN 50 K302-A2-ITS 230V 50Hz | 913700751926 | 2017-01-13 00:00:00 | [50 empty] | 230 V | [43 empty] | ADAM-20170217080422046 | https://www.assets.signify.com/is/image/PhilipsLighting/e7082de5e0334bfa88e7a71d0074178a | ADAM-20170309213205046 | https://www.assets.signify.com/is/content/PhilipsLighting/fp913700751926-pss-global | ADAM-20170122030817595 | https://www.assets.signify.com/is/image/PhilipsLighting/ac775e309df347d0bab2a7030022be9d | [22 empty] | ADAM-154 | https://www.assets.signify.com/is/image/PhilipsLighting/b64cb61f1ab54e579d8ba49d00a5bcde | [18 empty] | 50 Hz | [10 empty] | https://www.lighting.philips.com/link/913700751926_EU/prd/aa/en
FP-913700752126 | BSN 70 K302-A2-ITS 230V 50Hz | 913700752126 | 2017-01-13 00:00:00 | [50 empty] | 230 V | [43 empty] | ADAM-20170217080422790 | https://www.assets.signify.com/is/image/PhilipsLighting/00fecd96ddcd49d79fcea71d00741b00 | ADAM-20170309213213622 | https://www.assets.signify.com/is/content/PhilipsLighting/fp913700752126-pss-global | ADAM-20170122030817595 | https://www.assets.signify.com/is/image/PhilipsLighting/ac775e309df347d0bab2a7030022be9d | [22 empty] | ADAM-154 | https://www.assets.signify.com/is/image/PhilipsLighting/b64cb61f1ab54e579d8ba49d00a5bcde | [18 empty] | 50 Hz | [10 empty] | https://www.lighting.philips.com/link/913700752126_EU/prd/aa/en
FP-913700752326 | BSN 100 K302-A2-ITS 230V 50Hz | 913700752326 | 2017-01-13 00:00:00 | [50 empty] | 230 V | [43 empty] | ADAM-20170217080424176 | https://www.assets.signify.com/is/image/PhilipsLighting/3a0ed624bcbd4ce7a683a71d007422ea | ADAM-20170309213221373 | https://www.assets.signify.com/is/content/PhilipsLighting/fp913700752326-pss-global | ADAM-20170122030817595 | https://www.assets.signify.com/is/image/PhilipsLighting/ac775e309df347d0bab2a7030022be9d | [22 empty] | ADAM-154 | https://www.assets.signify.com/is/image/PhilipsLighting/b64cb61f1ab54e579d8ba49d00a5bcde | [18 empty] | 50 Hz | [10 empty] | https://www.lighting.philips.com/link/913700752326_EU/prd/aa/en
FP-913700752526 | BSN 100 L33-A2-TS 230V 50Hz | 913700752526 | 2017-01-13 00:00:00 | [50 empty] | 230 V | [43 empty] | ADAM-20170217080434976 | https://www.assets.signify.com/is/image/PhilipsLighting/03b843f4f6bb490a84dba71d007447a6 | ADAM-20170309213229734 | https://www.assets.signify.com/is/content/PhilipsLighting/fp913700752526-pss-global | ADAM-20170122030817595 | https://www.assets.signify.com/is/image/PhilipsLighting/ac775e309df347d0bab2a7030022be9d | [22 empty] | ADAM-154 | https://www.assets.signify.com/is/image/PhilipsLighting/b64cb61f1ab54e579d8ba49d00a5bcde | [18 empty] | 50 Hz | [10 empty] | https://www.lighting.philips.com/link/913700752526_EU/prd/aa/en
FP-913700752626 | BSN 150 K302-A2-ITS 230V 50Hz | 913700752626 | 2017-01-13 00:00:00 | [50 empty] | 230 V | [43 empty] | ADAM-20170217080425736 | https://www.assets.signify.com/is/image/PhilipsLighting/6d94b098231e4111a2dda71d00742b75 | ADAM-20170309213234662 | https://www.assets.signify.com/is/content/PhilipsLighting/fp913700752626-pss-global | ADAM-20170122030817595 | https://www.assets.signify.com/is/image/PhilipsLighting/ac775e309df347d0bab2a7030022be9d | [22 empty] | ADAM-154 | https://www.assets.signify.com/is/image/PhilipsLighting/b64cb61f1ab54e579d8ba49d00a5bcde | [18 empty] | 50 Hz | [10 empty] | https://www.lighting.philips.com/link/913700752626_EU/prd/aa/en
FP-913700752826 | BSN 150 L33-A2-TS 230V 50Hz | 913700752826 | 2017-01-13 00:00:00 | [50 empty] | 230 V | [43 empty] | ADAM-20170217080435767 | https://www.assets.signify.com/is/image/PhilipsLighting/4f1bb7410d5b44e9a44ca71d00744a03 | ADAM-20170309213242803 | https://www.assets.signify.com/is/content/PhilipsLighting/fp913700752826-pss-global | ADAM-20170122030817595 | https://www.assets.signify.com/is/image/PhilipsLighting/ac775e309df347d0bab2a7030022be9d | [22 empty] | ADAM-154 | https://www.assets.signify.com/is/image/PhilipsLighting/b64cb61f1ab54e579d8ba49d00a5bcde | [18 empty] | 50 Hz | [10 empty] | https://www.lighting.philips.com/link/913700752826_EU/prd/aa/en
FP-913700752926 | BSN 250 K302-A2-ITS 230V 50Hz | 913700752926 | 2017-01-13 00:00:00 | [50 empty] | 230 V | [43 empty] | ADAM-20170217080427273 | https://www.assets.signify.com/is/image/PhilipsLighting/05f7d81398e34f729a3aa71d007432e6 | ADAM-20170309213249625 | https://www.assets.signify.com/is/content/PhilipsLighting/fp913700752926-pss-global | ADAM-20170122030817595 | https://www.assets.signify.com/is/image/PhilipsLighting/ac775e309df347d0bab2a7030022be9d | [22 empty] | ADAM-154 | https://www.assets.signify.com/is/image/PhilipsLighting/b64cb61f1ab54e579d8ba49d00a5bcde | [18 empty] | 50 Hz | [10 empty] | https://www.lighting.philips.com/link/913700752926_EU/prd/aa/en
FP-913700753126 | BSN 250 L33-A2-TS 230V 50Hz | 913700753126 | 2017-01-13 00:00:00 | [50 empty] | 230 V | [43 empty] | ADAM-20170217080436475 | https://www.assets.signify.com/is/image/PhilipsLighting/002855f018ce44678feba71d00744e08 | ADAM-20170309213257582 | https://www.assets.signify.com/is/content/PhilipsLighting/fp913700753126-pss-global | ADAM-20170122030817595 | https://www.assets.signify.com/is/image/PhilipsLighting/ac775e309df347d0bab2a7030022be9d | [22 empty] | ADAM-154 | https://www.assets.signify.com/is/image/PhilipsLighting/b64cb61f1ab54e579d8ba49d00a5bcde | [18 empty] | 50 Hz | [10 empty] | https://www.lighting.philips.com/link/913700753126_EU/prd/aa/en
FP-913700761866 | HF-Ri TD 155 TL5C E+ 195-240V 50/60Hz | 913700761866 | 2013-05-15 00:00:00 |  |  | IP20 ¦ Finger-protected | [17 empty] | -25 °C to 50 °C | [26 empty] | IP20 ¦ Finger-protected |  |  | 195-240 V | [43 empty] | ADAM-80873 | https://www.assets.signify.com/is/image/Signify/5494442d20b64f7da16fa49d00b6dde9 | ADAM-20151211055301680 | https://www.assets.signify.com/is/content/PhilipsLighting/fp913700761866-pss-global | ADAM-813;ADAM-120130 | https://www.assets.signify.com/is/image/PhilipsLighting/dbb8caf4ffed4747b091a49d00bc8571;https://www.assets.signify.com/is/image/PhilipsLighting/dda9525d173e4aad8125a49d00bcbfdb | [22 empty] | ADAM-120131 | https://www.assets.signify.com/is/image/PhilipsLighting/784ca948eae946498772a49d00a9952e | [18 empty] | 50 to 60 Hz | [10 empty] | https://www.lighting.philips.com/link/913700761866_EU/prd/aa/en
FP-913700761966 | HF-Ri TD 160 TL5C E+ 195-240V 50/60Hz | 913700761966 | 2013-05-15 00:00:00 |  |  | IP20 ¦ Finger-protected | [17 empty] | -25 °C to 50 °C | [26 empty] | IP20 ¦ Finger-protected |  |  | 195-240 V | [43 empty] | ADAM-80873 | https://www.assets.signify.com/is/image/Signify/5494442d20b64f7da16fa49d00b6dde9 | ADAM-20151211214744570 | https://www.assets.signify.com/is/content/PhilipsLighting/fp913700761966-pss-global | ADAM-813;ADAM-120130 | https://www.assets.signify.com/is/image/PhilipsLighting/dbb8caf4ffed4747b091a49d00bc8571;https://www.assets.signify.com/is/image/PhilipsLighting/dda9525d173e4aad8125a49d00bcbfdb | [22 empty] | ADAM-120131 | https://www.assets.signify.com/is/image/PhilipsLighting/784ca948eae946498772a49d00a9952e | [18 empty] | 50 to 60 Hz | [10 empty] | https://www.lighting.philips.com/link/913700761966_EU/prd/aa/en
FP-913712008766 | HID-PV Base 70 SON C3 220-240V | 913712008766 | 2015-05-21 00:00:00 | [20 empty] | -30 °C to 55 °C | [29 empty] | 220 to 240 V | [37 empty] | EN61547 (L-L 2kV, L-G 4kV) kV | [5 empty] | ADAM-20160216150647910 | https://www.assets.signify.com/is/image/PhilipsLighting/a4046de44a5642ecb961a5ae00e7ece0 | ADAM-20160403211242901 | https://www.assets.signify.com/is/content/PhilipsLighting/fp913712008766-pss-global | ADAM-733836 | https://www.assets.signify.com/is/image/PhilipsLighting/4de1e89cf6294353b8eda55d01798e9d | [22 empty] | ADAM-733816 | https://www.assets.signify.com/is/image/PhilipsLighting/dadaeef71cc943fc960ea55d017939b0 | [18 empty] | 50 to 60 Hz | [10 empty] | https://www.lighting.philips.com/link/913712008766_EU/prd/aa/en
FP-913712008866 | HID-PV Base 100 SON/CDO Q 220-240V | 913712008866 | 2015-05-21 00:00:00 | [20 empty] | -30 °C to 55 °C | [29 empty] | 220 to 240 V | [37 empty] | EN61547 (L-L 2kV, L-G 4kV) kV | [5 empty] | ADAM-80891 | https://www.assets.signify.com/is/image/PhilipsLighting/2c0bef1ceed649018ec7a49d00b3f92f | ADAM-20160403145947209 | https://www.assets.signify.com/is/content/PhilipsLighting/fp913712008866-pss-global | ADAM-120182 | https://www.assets.signify.com/is/image/PhilipsLighting/0b1de8630c8d4302a863a49d00baf167 | [22 empty] | ADAM-733817 | https://www.assets.signify.com/is/image/Signify/8ae6b94f7f1141a59d16a55d017925d6 | [18 empty] | 50 to 60 Hz | [10 empty] | https://www.lighting.philips.com/link/913712008866_EU/prd/aa/en
FP-913712008966 | HID-PV Base 150 SON/CDO Q 220-240V | 913712008966 | 2015-05-21 00:00:00 | [20 empty] | -30 °C to 55 °C | [29 empty] | 220 to 240 V | [37 empty] | EN61547 (L-L 2kV, L-G 4kV) kV | [5 empty] | ADAM-733828 | https://www.assets.signify.com/is/image/Signify/fcd37ad4b84645c6800fa55d01797532 | ADAM-20160330235646033 | https://www.assets.signify.com/is/content/PhilipsLighting/fp913712008966-pss-global | ADAM-120182 | https://www.assets.signify.com/is/image/PhilipsLighting/0b1de8630c8d4302a863a49d00baf167 | [22 empty] | ADAM-733817 | https://www.assets.signify.com/is/image/Signify/8ae6b94f7f1141a59d16a55d017925d6 | [18 empty] | 50 to 60 Hz | [10 empty] | https://www.lighting.philips.com/link/913712008966_EU/prd/aa/en
FP-913713028066 | HF-P 149 TL5 HO III 220-240V 50/60Hz IDC | 913713028066 | 2009-06-09 00:00:00 |  |  | IP20 ¦ Finger-protected | [17 empty] | -25 °C to 60 °C | [26 empty] | IP20 ¦ Finger-protected |  |  | 220 to 240 V | [43 empty] | ADAM-80403 | https://www.assets.signify.com/is/image/Signify/349f39b249a54842bed0a49d00b6a21f | ADAM-20151211041836173 | https://www.assets.signify.com/is/content/PhilipsLighting/fp913713028066-pss-global | ADAM-813 | https://www.assets.signify.com/is/image/PhilipsLighting/dbb8caf4ffed4747b091a49d00bc8571 | [22 empty] | ADAM-805 | https://www.assets.signify.com/is/image/PhilipsLighting/4f18217fe7654905ac7ba49d00a8aef1 | [18 empty] | 50 to 60 Hz | [10 empty] | https://www.lighting.philips.com/link/913713028066_EU/prd/aa/en
FP-913713028166 | HF-P 249 TL5 HO III 220-240V 50/60Hz IDC | 913713028166 | 2009-06-09 00:00:00 |  |  | IP20 ¦ Finger-protected | [17 empty] | -25 °C to 60 °C | [26 empty] | IP20 ¦ Finger-protected |  |  | 220 to 240 V | [43 empty] | ADAM-80403 | https://www.assets.signify.com/is/image/Signify/349f39b249a54842bed0a49d00b6a21f | ADAM-20151210230206095 | https://www.assets.signify.com/is/content/PhilipsLighting/fp913713028166-pss-global | ADAM-813 | https://www.assets.signify.com/is/image/PhilipsLighting/dbb8caf4ffed4747b091a49d00bc8571 | [22 empty] | ADAM-123645 | https://www.assets.signify.com/is/image/PhilipsLighting/93684eedb8bf4c34a811a49d00a90307 | [18 empty] | 50 to 60 Hz | [10 empty] | https://www.lighting.philips.com/link/913713028166_EU/prd/aa/en
FP-913713028266 | HF-P 154/155 TL5 HO/PLL III 220-240V IDC | 913713028266 | 2009-06-09 00:00:00 |  |  | IP20 ¦ Finger-protected | [17 empty] | -25 °C to 60 °C | [26 empty] | IP20 ¦ Finger-protected |  |  | 220 to 240 V | [43 empty] | ADAM-20160321113417577 | https://www.assets.signify.com/is/image/PhilipsLighting/696e8b10a77d4dc780c5a5d000add86f | ADAM-20151211012611224 | https://www.assets.signify.com/is/content/PhilipsLighting/fp913713028266-pss-global | ADAM-813 | https://www.assets.signify.com/is/image/PhilipsLighting/dbb8caf4ffed4747b091a49d00bc8571 | [22 empty] | ADAM-811 | https://www.assets.signify.com/is/image/PhilipsLighting/5dc983d6d0674b9193a4a49d00a8c674 | [18 empty] | 50 to 60 Hz | [10 empty] | https://www.lighting.philips.com/link/913713028266_EU/prd/aa/en
FP-913713028366 | HF-P 254/255 TL5 HO/PLL III 220-240V IDC | 913713028366 | 2009-06-09 00:00:00 |  |  | IP20 ¦ Finger-protected | [17 empty] | -25 °C to 60 °C | [26 empty] | IP20 ¦ Finger-protected |  |  | 220 to 240 V | [43 empty] | ADAM-20160321113417577 | https://www.assets.signify.com/is/image/PhilipsLighting/696e8b10a77d4dc780c5a5d000add86f | ADAM-20151211145721135 | https://www.assets.signify.com/is/content/PhilipsLighting/fp913713028366-pss-global | ADAM-813 | https://www.assets.signify.com/is/image/PhilipsLighting/dbb8caf4ffed4747b091a49d00bc8571 | [22 empty] | ADAM-123645 | https://www.assets.signify.com/is/image/PhilipsLighting/93684eedb8bf4c34a811a49d00a90307 | [18 empty] | 50 to 60 Hz | [10 empty] | https://www.lighting.philips.com/link/913713028366_EU/prd/aa/en
FP-913713031066 | HF-P 1 14-35 TL5 HE III 220-240V | 913713031066 | 2010-01-13 00:00:00 |  |  | IP20 ¦ Finger-protected | [17 empty] | -25 °C to 60 °C | [26 empty] | IP20 ¦ Finger-protected |  |  | 220 to 240 V | [43 empty] | ADAM-20160321113413319 | https://www.assets.signify.com/is/image/PhilipsLighting/1ff69df0b9eb4daea9a5a5d000add444 | ADAM-20151211075202636 | https://www.assets.signify.com/is/content/PhilipsLighting/fp913713031066-pss-global | ADAM-813 | https://www.assets.signify.com/is/image/PhilipsLighting/dbb8caf4ffed4747b091a49d00bc8571 | [22 empty] | ADAM-811 | https://www.assets.signify.com/is/image/PhilipsLighting/5dc983d6d0674b9193a4a49d00a8c674 | [18 empty] | 50 to 60 Hz | [10 empty] | https://www.lighting.philips.com/link/913713031066_EU/prd/aa/en
FP-913713031166 | HF-P 2 14-35 TL5 HE III 220-240V | 913713031166 | 2010-01-13 00:00:00 |  |  | IP20 ¦ Finger-protected | [17 empty] | -25 °C to 60 °C | [26 empty] | IP20 ¦ Finger-protected |  |  | 220 to 240 V | [43 empty] | ADAM-20160321113414613 | https://www.assets.signify.com/is/image/PhilipsLighting/0593d67aa0f240989082a5d000add5b1 | ADAM-20151211194645204 | https://www.assets.signify.com/is/content/PhilipsLighting/fp913713031166-pss-global | ADAM-813 | https://www.assets.signify.com/is/image/PhilipsLighting/dbb8caf4ffed4747b091a49d00bc8571 | [22 empty] | ADAM-123645 | https://www.assets.signify.com/is/image/PhilipsLighting/93684eedb8bf4c34a811a49d00a90307 | [18 empty] | 50 to 60 Hz | [10 empty] | https://www.lighting.philips.com/link/913713031166_EU/prd/aa/en
FP-913713031466 | HF-P 3/418 TL-D III 220-240V 50/60Hz IDC | 913713031466 | 2010-02-11 00:00:00 |  |  | IP20 ¦ Finger-protected | [17 empty] | -25 °C to 60 °C | [26 empty] | IP20 ¦ Finger-protected |  |  | 220 to 240 V | [43 empty] | ADAM-20160321113415690 | https://www.assets.signify.com/is/image/PhilipsLighting/734372146c804ef696efa5d000add322 | ADAM-20151211101120192 | https://www.assets.signify.com/is/content/PhilipsLighting/fp913713031466-pss-global | ADAM-813 | https://www.assets.signify.com/is/image/PhilipsLighting/dbb8caf4ffed4747b091a49d00bc8571 | [22 empty] | ADAM-810 | https://www.assets.signify.com/is/image/PhilipsLighting/190a0beec0594b808b60a49d00a8c40a | [18 empty] | 50 to 60 Hz |  |  |  |  | 0.99 | [5 empty] | https://www.lighting.philips.com/link/913713031466_EU/prd/aa/en
FP-913713031566 | HF-P 118/136 TL-D III 220-240V 50/60 Hz | 913713031566 | 2010-02-11 00:00:00 |  |  | IP20 ¦ Finger-protected | [17 empty] | -25 °C to 60 °C | [26 empty] | IP20 ¦ Finger-protected |  |  | 220 to 240 V | [43 empty] | ADAM-20160321113416111 | https://www.assets.signify.com/is/image/PhilipsLighting/0bca0a855e4e45bb8cdea5d000adccb7 | ADAM-20151210195854931 | https://www.assets.signify.com/is/content/PhilipsLighting/fp913713031566-pss-global | ADAM-813 | https://www.assets.signify.com/is/image/PhilipsLighting/dbb8caf4ffed4747b091a49d00bc8571 | [22 empty] | ADAM-808 | https://www.assets.signify.com/is/image/PhilipsLighting/e12aada9506b4f099eb3a49d00a8be37 | [18 empty] | 50 to 60 Hz | [10 empty] | https://www.lighting.philips.com/link/913713031566_EU/prd/aa/en
FP-913713031666 | HF-P 218/236 TL-D III 220-240V 50/60 Hz | 913713031666 | 2010-02-11 00:00:00 |  |  | IP20 ¦ Finger-protected | [17 empty] | -25 °C to 60 °C | [26 empty] | IP20 ¦ Finger-protected |  |  | 220 to 240 V | [43 empty] | ADAM-20160321113444441 | https://www.assets.signify.com/is/image/PhilipsLighting/f17c7433b7ea4fb3947ca5d000adcf55 | ADAM-20151211054400558 | https://www.assets.signify.com/is/content/PhilipsLighting/fp913713031666-pss-global | ADAM-813 | https://www.assets.signify.com/is/image/PhilipsLighting/dbb8caf4ffed4747b091a49d00bc8571 | [22 empty] | ADAM-123645 | https://www.assets.signify.com/is/image/PhilipsLighting/93684eedb8bf4c34a811a49d00a90307 | [18 empty] | 50 to 60 Hz | [10 empty] | https://www.lighting.philips.com/link/913713031666_EU/prd/aa/en
FP-913713031866 | HF-P 158 TL-D III 220-240V 50/60Hz IDC | 913713031866 | 2010-02-11 00:00:00 |  |  | IP20 ¦ Finger-protected | [17 empty] | -25 °C to 60 °C | [26 empty] | IP20 ¦ Finger-protected |  |  | 220 to 240 V | [43 empty] | ADAM-20160321113418841 | https://www.assets.signify.com/is/image/PhilipsLighting/c48661c722f143128d44a5d000adcdf6 | ADAM-20151211153945442 | https://www.assets.signify.com/is/content/PhilipsLighting/fp913713031866-pss-global | ADAM-813 | https://www.assets.signify.com/is/image/PhilipsLighting/dbb8caf4ffed4747b091a49d00bc8571 | [22 empty] | ADAM-808 | https://www.assets.signify.com/is/image/PhilipsLighting/e12aada9506b4f099eb3a49d00a8be37 | [18 empty] | 50 to 60 Hz |  |  |  |  | 0.99 | [5 empty] | https://www.lighting.philips.com/link/913713031866_EU/prd/aa/en
FP-913713031966 | HF-P 258 TL-D III 220-240V 50/60Hz IDC | 913713031966 | 2010-02-11 00:00:00 |  |  | IP20 ¦ Finger-protected | [17 empty] | -25 °C to 60 °C | [26 empty] | IP20 ¦ Finger-protected |  |  | 220 to 240 V | [43 empty] | ADAM-20160321113446984 | https://www.assets.signify.com/is/image/PhilipsLighting/fee88df4d96c4d2ba349a5d000add08e | ADAM-20151210201325554 | https://www.assets.signify.com/is/content/PhilipsLighting/fp913713031966-pss-global | ADAM-813 | https://www.assets.signify.com/is/image/PhilipsLighting/dbb8caf4ffed4747b091a49d00bc8571 | [22 empty] | ADAM-123645 | https://www.assets.signify.com/is/image/PhilipsLighting/93684eedb8bf4c34a811a49d00a90307 | [18 empty] | 50 to 60 Hz |  |  |  |  | 0.99 | [5 empty] | https://www.lighting.philips.com/link/913713031966_EU/prd/aa/en
FP-913713032166 | HF-S 118/136 TL-D II 220-240V 50/60Hz | 913713032166 | 2010-01-18 00:00:00 |  |  | IP20 ¦ Finger-protected | [17 empty] | -20 °C to 55 °C | [26 empty] | IP20 ¦ Finger-protected |  |  | 220 to 240 V | [43 empty] | ADAM-80423 | https://www.assets.signify.com/is/image/PhilipsLighting/38a1f9600bbe4fdf9892a49d00b28f65 | ADAM-20151211040628252 | https://www.assets.signify.com/is/content/PhilipsLighting/fp913713032166-pss-global | ADAM-813;ADAM-117485 | https://www.assets.signify.com/is/image/PhilipsLighting/dbb8caf4ffed4747b091a49d00bc8571;https://www.assets.signify.com/is/image/PhilipsLighting/089deee10fd44d928bbca49d00ba4ffe | [22 empty] | ADAM-117496 | https://www.assets.signify.com/is/image/PhilipsLighting/f9cb27e91d204ec895eca49d00a6a87b | [18 empty] | 50 to 60 Hz | [10 empty] | https://www.lighting.philips.com/link/913713032166_EU/prd/aa/en
FP-913713032266 | HF-S 158 TL-D II 220-240V 50/60Hz | 913713032266 | 2009-11-26 00:00:00 |  |  | IP20 ¦ Finger-protected | [17 empty] | -20 °C to 55 °C | [26 empty] | IP20 ¦ Finger-protected |  |  | 220 to 240 V | [43 empty] | ADAM-80423 | https://www.assets.signify.com/is/image/PhilipsLighting/38a1f9600bbe4fdf9892a49d00b28f65 | ADAM-20151211145724667 | https://www.assets.signify.com/is/content/PhilipsLighting/fp913713032266-pss-global | ADAM-813;ADAM-117485 | https://www.assets.signify.com/is/image/PhilipsLighting/dbb8caf4ffed4747b091a49d00bc8571;https://www.assets.signify.com/is/image/PhilipsLighting/089deee10fd44d928bbca49d00ba4ffe | [22 empty] | ADAM-117496 | https://www.assets.signify.com/is/image/PhilipsLighting/f9cb27e91d204ec895eca49d00a6a87b | [18 empty] | 50 to 60 Hz | [10 empty] | https://www.lighting.philips.com/link/913713032266_EU/prd/aa/en
FP-913713032466 | HF-S 218/236 TL-D II 220-240V 50/60Hz | 913713032466 | 2010-01-18 00:00:00 |  |  | IP20 ¦ Finger-protected | [17 empty] | -20 °C to 55 °C | [26 empty] | IP20 ¦ Finger-protected |  |  | 220 to 240 V | [43 empty] | ADAM-80423 | https://www.assets.signify.com/is/image/PhilipsLighting/38a1f9600bbe4fdf9892a49d00b28f65 | ADAM-20151210150657266 | https://www.assets.signify.com/is/content/PhilipsLighting/fp913713032466-pss-global | ADAM-813;ADAM-117485 | https://www.assets.signify.com/is/image/PhilipsLighting/dbb8caf4ffed4747b091a49d00bc8571;https://www.assets.signify.com/is/image/PhilipsLighting/089deee10fd44d928bbca49d00ba4ffe | [22 empty] | ADAM-117484 | https://www.assets.signify.com/is/image/PhilipsLighting/308a49f3b12641f09792a49d00a6a088 | [18 empty] | 50 to 60 Hz | [10 empty] | https://www.lighting.philips.com/link/913713032466_EU/prd/aa/en
FP-913713032566 | HF-S 258 TL-D II 220-240V 50/60Hz | 913713032566 | 2009-11-26 00:00:00 |  |  | IP20 ¦ Finger-protected | [17 empty] | -20 °C to 50 °C | [26 empty] | IP20 ¦ Finger-protected |  |  | 220 to 240 V | [43 empty] | ADAM-80423 | https://www.assets.signify.com/is/image/PhilipsLighting/38a1f9600bbe4fdf9892a49d00b28f65 | ADAM-20151211161947999 | https://www.assets.signify.com/is/content/PhilipsLighting/fp913713032566-pss-global | ADAM-120407 | https://www.assets.signify.com/is/image/PhilipsLighting/59cdd91bfd1f4c8ea48da49d00ba5335 | [22 empty] | ADAM-117484 | https://www.assets.signify.com/is/image/PhilipsLighting/308a49f3b12641f09792a49d00a6a088 | [18 empty] | 50 to 60 Hz | [10 empty] | https://www.lighting.philips.com/link/913713032566_EU/prd/aa/en
FP-913713032666 | HF-S 3/4 18 TL-D II 220-240V 50/60Hz | 913713032666 | 2010-01-18 00:00:00 |  |  | IP20 ¦ Finger-protected | [17 empty] | -20 °C to 50 °C | [26 empty] | IP20 ¦ Finger-protected |  |  | 220 to 240 V | [43 empty] | ADAM-80423 | https://www.assets.signify.com/is/image/PhilipsLighting/38a1f9600bbe4fdf9892a49d00b28f65 | ADAM-20151211074911157 | https://www.assets.signify.com/is/content/PhilipsLighting/fp913713032666-pss-global | ADAM-813;ADAM-117485 | https://www.assets.signify.com/is/image/PhilipsLighting/dbb8caf4ffed4747b091a49d00bc8571;https://www.assets.signify.com/is/image/PhilipsLighting/089deee10fd44d928bbca49d00ba4ffe | [22 empty] | ADAM-266;ADAM-267 | https://www.assets.signify.com/is/image/PhilipsLighting/0ff184c6c5084f639fcfa49d00a6a376;https://www.assets.signify.com/is/image/PhilipsLighting/4664d38da6de4ebb96d0a49d00a6a6b4 | [18 empty] | 50 to 60 Hz | [10 empty] | https://www.lighting.philips.com/link/913713032666_EU/prd/aa/en
FP-913713033066 | HF-S 3/414 TL5 II 220-240V 50/60Hz | 913713033066 | 2009-09-16 00:00:00 |  |  | IP20 ¦ Finger-protected | [17 empty] | -20 °C to 55 °C | [26 empty] | IP20 ¦ Finger-protected |  |  | 220 to 240 V | [43 empty] | ADAM-80423 | https://www.assets.signify.com/is/image/PhilipsLighting/38a1f9600bbe4fdf9892a49d00b28f65 | ADAM-20151211152958654 | https://www.assets.signify.com/is/content/PhilipsLighting/fp913713033066-pss-global | ADAM-813;ADAM-117485 | https://www.assets.signify.com/is/image/PhilipsLighting/dbb8caf4ffed4747b091a49d00bc8571;https://www.assets.signify.com/is/image/PhilipsLighting/089deee10fd44d928bbca49d00ba4ffe | [22 empty] | ADAM-266;ADAM-267 | https://www.assets.signify.com/is/image/PhilipsLighting/0ff184c6c5084f639fcfa49d00a6a376;https://www.assets.signify.com/is/image/PhilipsLighting/4664d38da6de4ebb96d0a49d00a6a6b4 | [18 empty] | 50 to 60 Hz | [10 empty] | https://www.lighting.philips.com/link/913713033066_EU/prd/aa/en
FP-913713033466 | HF-S 149 TL5 II 220-240V 50/60Hz | 913713033466 | 2010-01-18 00:00:00 |  |  | IP20 ¦ Finger-protected | [17 empty] | -15 °C to 50 °C | [26 empty] | IP20 ¦ Finger-protected |  |  | 220 to 240 V | [43 empty] | ADAM-80423 | https://www.assets.signify.com/is/image/PhilipsLighting/38a1f9600bbe4fdf9892a49d00b28f65 | ADAM-20151211001324902 | https://www.assets.signify.com/is/content/PhilipsLighting/fp913713033466-pss-global | ADAM-813;ADAM-117485 | https://www.assets.signify.com/is/image/PhilipsLighting/dbb8caf4ffed4747b091a49d00bc8571;https://www.assets.signify.com/is/image/PhilipsLighting/089deee10fd44d928bbca49d00ba4ffe | [22 empty] | ADAM-117496 | https://www.assets.signify.com/is/image/PhilipsLighting/f9cb27e91d204ec895eca49d00a6a87b | [18 empty] | 50 to 60 Hz | [10 empty] | https://www.lighting.philips.com/link/913713033466_EU/prd/aa/en
FP-913713033566 | HF-S 249 TL5 II 220-240V 50/60Hz | 913713033566 | 2010-01-18 00:00:00 |  |  | IP20 ¦ Finger-protected | [17 empty] | -20 °C to 50 °C | [26 empty] | IP20 ¦ Finger-protected |  |  | 220 to 240 V | [43 empty] | ADAM-80423 | https://www.assets.signify.com/is/image/PhilipsLighting/38a1f9600bbe4fdf9892a49d00b28f65 | ADAM-20151211105851020 | https://www.assets.signify.com/is/content/PhilipsLighting/fp913713033566-pss-global | ADAM-120407 | https://www.assets.signify.com/is/image/PhilipsLighting/59cdd91bfd1f4c8ea48da49d00ba5335 | [22 empty] | ADAM-117484 | https://www.assets.signify.com/is/image/PhilipsLighting/308a49f3b12641f09792a49d00a6a088 | [18 empty] | 50 to 60 Hz | [10 empty] | https://www.lighting.philips.com/link/913713033566_EU/prd/aa/en
FP-913713033666 | HF-S 154 TL5 II 220-240V 50/60Hz | 913713033666 | 2010-01-18 00:00:00 |  |  | IP20 ¦ Finger-protected | [17 empty] | -15 °C to 50 °C | [26 empty] | IP20 ¦ Finger-protected |  |  | 220 to 240 V | [43 empty] | ADAM-80423 | https://www.assets.signify.com/is/image/PhilipsLighting/38a1f9600bbe4fdf9892a49d00b28f65 | ADAM-20151211055324885 | https://www.assets.signify.com/is/content/PhilipsLighting/fp913713033666-pss-global | ADAM-120407 | https://www.assets.signify.com/is/image/PhilipsLighting/59cdd91bfd1f4c8ea48da49d00ba5335 | [22 empty] | ADAM-117496 | https://www.assets.signify.com/is/image/PhilipsLighting/f9cb27e91d204ec895eca49d00a6a87b | [18 empty] | 50 to 60 Hz | [10 empty] | https://www.lighting.philips.com/link/913713033666_EU/prd/aa/en
FP-913713033766 | HF-S 254 TL5 II 220-240V 50/60Hz | 913713033766 | 2010-01-18 00:00:00 |  |  | IP20 ¦ Finger-protected | [17 empty] | -15 °C to 50 °C | [26 empty] | IP20 ¦ Finger-protected |  |  | 220 to 240 V | [43 empty] | ADAM-80423 | https://www.assets.signify.com/is/image/PhilipsLighting/38a1f9600bbe4fdf9892a49d00b28f65 | ADAM-20151211212405756 | https://www.assets.signify.com/is/content/PhilipsLighting/fp913713033766-pss-global | ADAM-120407 | https://www.assets.signify.com/is/image/PhilipsLighting/59cdd91bfd1f4c8ea48da49d00ba5335 | [22 empty] | ADAM-117484 | https://www.assets.signify.com/is/image/PhilipsLighting/308a49f3b12641f09792a49d00a6a088 | [18 empty] | 50 to 60 Hz | [10 empty] | https://www.lighting.philips.com/link/913713033766_EU/prd/aa/en
FP-913713034066 | HF-P 1 24/39 TL5 III 220-240V 50/60Hz | 913713034066 | 2010-08-18 00:00:00 |  |  | IP20 ¦ Finger-protected | [17 empty] | -25 °C to 60 °C | [26 empty] | IP20 ¦ Finger-protected |  |  | 220 to 240 V | [43 empty] | ADAM-80403 | https://www.assets.signify.com/is/image/Signify/349f39b249a54842bed0a49d00b6a21f | ADAM-20151211084244209 | https://www.assets.signify.com/is/content/PhilipsLighting/fp913713034066-pss-global | ADAM-813 | https://www.assets.signify.com/is/image/PhilipsLighting/dbb8caf4ffed4747b091a49d00bc8571 | [22 empty] | ADAM-805 | https://www.assets.signify.com/is/image/PhilipsLighting/4f18217fe7654905ac7ba49d00a8aef1 | [18 empty] | 50 to 60 Hz | [10 empty] | https://www.lighting.philips.com/link/913713034066_EU/prd/aa/en
FP-913713034166 | HF-P 2 24/39 TL5 III 220-240V 50/60Hz | 913713034166 | 2010-08-18 00:00:00 |  |  | IP20 ¦ Finger-protected | [17 empty] | -25 °C to 60 °C | [26 empty] | IP20 ¦ Finger-protected |  |  | 220 to 240 V | [43 empty] | ADAM-80403 | https://www.assets.signify.com/is/image/Signify/349f39b249a54842bed0a49d00b6a21f | ADAM-20151211124856957 | https://www.assets.signify.com/is/content/PhilipsLighting/fp913713034166-pss-global | ADAM-813 | https://www.assets.signify.com/is/image/PhilipsLighting/dbb8caf4ffed4747b091a49d00bc8571 | [22 empty] | ADAM-123645 | https://www.assets.signify.com/is/image/PhilipsLighting/93684eedb8bf4c34a811a49d00a90307 | [18 empty] | 50 to 60 Hz | [10 empty] | https://www.lighting.philips.com/link/913713034166_EU/prd/aa/en
FP-913713034266 | HF-P 180 TL5 III 220-240V 50/60Hz | 913713034266 | 2010-08-18 00:00:00 |  |  | IP20 ¦ Finger-protected | [17 empty] | -25 °C to 60 °C | [26 empty] | IP20 ¦ Finger-protected |  |  | 220 to 240 V | [43 empty] | ADAM-80403 | https://www.assets.signify.com/is/image/Signify/349f39b249a54842bed0a49d00b6a21f | ADAM-20151210192721901 | https://www.assets.signify.com/is/content/PhilipsLighting/fp913713034266-pss-global | ADAM-813 | https://www.assets.signify.com/is/image/PhilipsLighting/dbb8caf4ffed4747b091a49d00bc8571 | [22 empty] | ADAM-805;ADAM-812 | https://www.assets.signify.com/is/image/PhilipsLighting/4f18217fe7654905ac7ba49d00a8aef1;https://www.assets.signify.com/is/image/PhilipsLighting/5b04d0159dfe4988858da49d00a8c828 | [18 empty] | 50 to 60 Hz |  |  |  |  | 0.99 | [5 empty] | https://www.lighting.philips.com/link/913713034266_EU/prd/aa/en
FP-913713034366 | HF-P 280 TL5/PL-L III 220-240V 50/60Hz | 913713034366 | 2010-08-18 00:00:00 |  |  | IP20 ¦ Finger-protected | [17 empty] | -25 °C to 60 °C | [26 empty] | IP20 ¦ Finger-protected |  |  | 220 to 240 V | [43 empty] | ADAM-80403 | https://www.assets.signify.com/is/image/Signify/349f39b249a54842bed0a49d00b6a21f | ADAM-20151210164046001 | https://www.assets.signify.com/is/content/PhilipsLighting/fp913713034366-pss-global | ADAM-813 | https://www.assets.signify.com/is/image/PhilipsLighting/dbb8caf4ffed4747b091a49d00bc8571 | [22 empty] | ADAM-117466 | https://www.assets.signify.com/is/image/PhilipsLighting/afccb21d1d444cf39b63a49d00a8b242 | [18 empty] | 50 to 60 Hz | [10 empty] | https://www.lighting.philips.com/link/913713034366_EU/prd/aa/en
FP-913713040866 | HF-E 1/2 54 TL5 II 220-240V 50/60Hz | 913713040866 | 2013-12-04 00:00:00 |  |  | IP20 ¦ Finger-protected | [17 empty] | 0 °C to 50 °C | [26 empty] | IP20 ¦ Finger-protected |  |  | 220 to 240 V | [43 empty] | ADAM-134824 | https://www.assets.signify.com/is/image/PhilipsLighting/73142ab20c6a420c8420a49d00b282a3 | ADAM-20151211174527362 | https://www.assets.signify.com/is/content/PhilipsLighting/fp913713040866-pss-global | ADAM-120277 | https://www.assets.signify.com/is/image/PhilipsLighting/381de8136bbc4f2a897aa49d00ba4ba9 | [22 empty] | ADAM-125964 | https://www.assets.signify.com/is/image/PhilipsLighting/bbd56904fcb54b768a4aa49d00a68938 | [18 empty] | 50 to 60 Hz | [10 empty] | https://www.lighting.philips.com/link/913713040866_EU/prd/aa/en
FP-913713040966 | HF-E 1/2 58 TL-D II 220-240V 50/60Hz | 913713040966 | 2013-12-04 00:00:00 |  |  | IP20 ¦ Finger-protected | [17 empty] | -10 °C to 50 °C | [26 empty] | IP20 ¦ Finger-protected |  |  | 220 to 240 V | [43 empty] | ADAM-134824 | https://www.assets.signify.com/is/image/PhilipsLighting/73142ab20c6a420c8420a49d00b282a3 | ADAM-20151210201522958 | https://www.assets.signify.com/is/content/PhilipsLighting/fp913713040966-pss-global | ADAM-134835 | https://www.assets.signify.com/is/image/PhilipsLighting/802c4aca4ff54f7c8b40a49d00ba4a29 | [22 empty] | ADAM-125964 | https://www.assets.signify.com/is/image/PhilipsLighting/bbd56904fcb54b768a4aa49d00a68938 | [18 empty] | 50 to 60 Hz | [10 empty] | https://www.lighting.philips.com/link/913713040966_EU/prd/aa/en
FP-913713041166 | HF-E II 236 TL-D 220-240V 50/60Hz | 913713041166 | 2013-12-04 00:00:00 |  |  | IP20 ¦ Finger-protected | [17 empty] | -10 °C to 50 °C | [26 empty] | IP20 ¦ Finger-protected |  |  | 220 to 240 V | [43 empty] | ADAM-134824 | https://www.assets.signify.com/is/image/PhilipsLighting/73142ab20c6a420c8420a49d00b282a3 | ADAM-20151211013638778 | https://www.assets.signify.com/is/content/PhilipsLighting/fp913713041166-pss-global | ADAM-120277 | https://www.assets.signify.com/is/image/PhilipsLighting/381de8136bbc4f2a897aa49d00ba4ba9 | [22 empty] | ADAM-125962 | https://www.assets.signify.com/is/image/PhilipsLighting/be6246a6af9a4f828480a49d00a684a4 | [18 empty] | 50 to 60 Hz | [10 empty] | https://www.lighting.philips.com/link/913713041166_EU/prd/aa/en
FP-913713042166 | HF-S 2 14-35 TL5 HE II 220-240V | 913713042166 | 2013-10-12 00:00:00 |  |  | IP20 ¦ Finger-protected | [17 empty] | -20 °C to 55 °C | [26 empty] | IP20 ¦ Finger-protected |  |  | 220 to 240 V | [43 empty] | ADAM-80423 | https://www.assets.signify.com/is/image/PhilipsLighting/38a1f9600bbe4fdf9892a49d00b28f65 | ADAM-20151211064019155 | https://www.assets.signify.com/is/content/PhilipsLighting/fp913713042166-pss-global | ADAM-124804 | https://www.assets.signify.com/is/image/PhilipsLighting/a08edaa2d3d64a21a7bea49d00ba54b0 | [22 empty] | ADAM-124803 | https://www.assets.signify.com/is/image/PhilipsLighting/9dd173b01019441c878fa49d00a6ddcd | [18 empty] | 50 to 60 Hz | [10 empty] | https://www.lighting.philips.com/link/913713042166_EU/prd/aa/en
FP-914770011815 | ZRS700 SPC ALU SUSP CLAMP (SKB16-1) | 914770011815 | 2001-06-25 00:00:00 | [19 empty] | Aluminum | [74 empty] | ADAM-fa8dc7f6d83849339ccaaf73008962c2 | https://www.assets.signify.com/is/image/Signify/3de1a3be74f94349a2cdaf730089634b | ADAM-20151211175206538 | https://www.assets.signify.com/is/content/PhilipsLighting/fp914770011815-pss-global |  |  | ADAM-78022 | https://www.assets.signify.com/is/image/PhilipsLighting/639eb9383230422ab773a4a5015740e3 | [51 empty] | https://www.lighting.philips.com/link/914770011815_EU/prd/aa/en
FP-914770011915 | ZRS700 SPCL ALU SUSP CLAMP L (SKB18-1) | 914770011915 | 2002-10-30 00:00:00 | [19 empty] | Aluminum | [74 empty] | ADAM-e1e42935f90e48618950af7300896544 | https://www.assets.signify.com/is/image/Signify/f048506130b9459791f6af7300896615 | ADAM-20151211070345362 | https://www.assets.signify.com/is/content/PhilipsLighting/fp914770011915-pss-global |  |  | ADAM-78022 | https://www.assets.signify.com/is/image/PhilipsLighting/639eb9383230422ab773a4a5015740e3 | [51 empty] | https://www.lighting.philips.com/link/914770011915_EU/prd/aa/en
FP-915005778323 | PILA Ceiling RD 10W 4000K W 06 | 915005778323 | 2019-09-12 00:00:00 | [94 empty] | ADAM-af0108a10a9e4b9fa90daa2a00a3398a | https://www.assets.signify.com/is/image/PhilipsLighting/092bf8a679384d6ea38caa2a00a33988 | [6 empty] | ADAM-741ce8255e444866adceada500bb1f08 | https://www.assets.signify.com/is/content/Signify/3253fe11c5d34b75a0a9ada500bb2067 | [49 empty] | https://www.lighting.philips.com/link/915005778323_EU/prd/aa/en
FP-915005778923 | PILA Ceiling RD 17W 4000K W 06 | 915005778923 | 2019-09-12 00:00:00 | [94 empty] | ADAM-af0108a10a9e4b9fa90daa2a00a3398a | https://www.assets.signify.com/is/image/PhilipsLighting/092bf8a679384d6ea38caa2a00a33988 | [6 empty] | ADAM-824ef25f61bc4f259eaeada500bb22f7 | https://www.assets.signify.com/is/content/Signify/d3a5a36ca7c442ef836bada500bb247d | [49 empty] | https://www.lighting.philips.com/link/915005778923_EU/prd/aa/en
FP-919515814268 | BRP056 LED34/730 PSU 27W SLF CE | 919515814268 | 2020-08-10 00:00:00 |  |  | IP65 ¦ Dust penetration-protected, jet-proof |  |  |  | 3000 K |  |  |  |  | No | [8 empty] | -30 to +40 °C | [8 empty] | Cable 0.5 m without plug | Yes | - | No |  |  | Yes | Power supply unit (On/Off) | 0.06 m² |  | - |  | Aluminum |  | - |  |  | Aluminium pressure die cast | IP65 ¦ Dust penetration-protected, jet-proof | (0.4329 / 0.402) SDCM 5 |  | 220/240 V | 0.9 A | 8.5 ms | LED34 ¦ LED module 3400 lm | LED | No | - | +/-7% |  | Not applicable | IK07 ¦ 2 J reinforced |  |  |  | Side-entry for diameter 48 to 60 mm | 1 unit |  | 77 | Polycarbonate |  | - | Clear | Polycarbonate | Curved | Polycarbonate |  | 78 mm | 421 mm | 141 mm |  |  |  |  | +/-10% | Safety class II | - | - |  | Luminaire surge protection level until 4 kV differential mode and 4 kV common mode |  | 0 |  | 3 years |  | ADAM-2fb2f1a0e6064f4bb9d1acd000838de4 | https://www.assets.signify.com/is/image/Signify/f218b6fe7a924768900aacd000839150 | ADAM-e5d52d23418a4979978eacd700559815 | https://www.assets.signify.com/is/content/Signify/fp919515814268-pss-global |  |  | ADAM-09d191ec99614d21ab5dacc200711faf | https://www.assets.signify.com/is/image/Signify/a889501fce3c4d1191adacc20071224c | ADAM-1c61d6db19a74508a440ad8700e4179a | https://www.assets.signify.com/is/content/Signify/16fcb0a1bd0043aabf93ad8700e4197b | [24 empty] | ADAM-c0fb0424b591458db897b00d010968c5 | https://www.assets.signify.com/is/content/Signify/3530ad61b18544d5bafeb00d010974f2 |  |  | L80 |  |  | 2952.2 lumen | Dark gray |  | <gt/>70 | 3000 K | 27 W | 111 lm/W | 50 or 60 Hz | 730 warm white | 2952.2 lumen |  | 27 W | 0.95 | [5 empty] | https://www.lighting.philips.com/link/919515814268_EU/prd/aa/en
FP-919515814269 | BRP056 LED53/730 PSU 42W SLF CE | 919515814269 | 2020-08-10 00:00:00 |  |  | IP65 ¦ Dust penetration-protected, jet-proof |  |  |  | 3000 K |  |  |  |  | No | [8 empty] | -30 to +40 °C | [8 empty] | Cable 0.5 m without plug | Yes | - | No |  |  | Yes | Power supply unit (On/Off) | 0.06 m² |  | - |  | Aluminum |  | - |  |  | Aluminium pressure die cast | IP65 ¦ Dust penetration-protected, jet-proof | (0.4333 / 0.4017) SDCM 5 |  | 220/240 V | 1.1 A | 10.5 ms | LED53 ¦ LED module 5300 lm | LED | No | - | +/-7% |  | Not applicable | IK07 ¦ 2 J reinforced |  |  |  | Side-entry for diameter 48 to 60 mm | 1 unit |  | 56 | Polycarbonate |  | - | Clear | Polycarbonate | Curved | Polycarbonate |  | 78 mm | 421 mm | 141 mm |  |  |  |  | +/-10% | Safety class II | - | - |  | Luminaire surge protection level until 4 kV differential mode and 4 kV common mode |  | 0 |  | 3 years |  | ADAM-2fb2f1a0e6064f4bb9d1acd000838de4 | https://www.assets.signify.com/is/image/Signify/f218b6fe7a924768900aacd000839150 | ADAM-13cfd2590b2f4a58acaaacd700469909 | https://www.assets.signify.com/is/content/Signify/fp919515814269-pss-global |  |  | ADAM-09d191ec99614d21ab5dacc200711faf | https://www.assets.signify.com/is/image/Signify/a889501fce3c4d1191adacc20071224c | ADAM-1c61d6db19a74508a440ad8700e4179a | https://www.assets.signify.com/is/content/Signify/16fcb0a1bd0043aabf93ad8700e4197b | [24 empty] | ADAM-c0fb0424b591458db897b00d010968c5 | https://www.assets.signify.com/is/content/Signify/3530ad61b18544d5bafeb00d010974f2 |  |  | L80 |  |  | 4606.6 lumen | Dark gray |  | <gt/>70 | 3000 K | 42 W | 111 lm/W | 50 or 60 Hz | 730 warm white | 4606.6 lumen |  | 42 W | 0.95 | [5 empty] | https://www.lighting.philips.com/link/919515814269_EU/prd/aa/en
FP-919515814270 | BRP062 LED70/730 PSU 54W SLA CE | 919515814270 | 2020-08-10 00:00:00 |  |  | IP65 ¦ Dust penetration-protected, jet-proof |  |  |  | 3000 K |  |  |  |  | No | [8 empty] | -30 to +40 °C | [8 empty] | Cable 0.5 m without plug | Yes | - | No |  |  | Yes | Power supply unit (On/Off) | 0.08 m² |  | - |  | Aluminum |  | - |  |  | Aluminium pressure die cast | IP65 ¦ Dust penetration-protected, jet-proof | (0.4340 / 0.4030) SDCM 5 |  | 220/240 V | 1.2 A | 14 ms | LED70 ¦ LED module 7000 lm | LED | No | - | +/-7% |  | Not applicable | IK07 ¦ 2 J reinforced |  |  |  | Side-entry for diameter 48 to 60 mm | 1 unit |  | 40 | Polycarbonate |  | - | Clear | Polycarbonate | Curved | Polycarbonate |  | 80 mm | 473 mm | 165 mm |  |  |  |  | +/-10% | Safety class II | - | - |  | Luminaire surge protection level until 4 kV differential mode and 4 kV common mode |  | 0 |  | 3 years |  | ADAM-704dcd75aefa4710b53eacd0008394c6 | https://www.assets.signify.com/is/image/Signify/c09af18b85c84fd699f0acd0008398d4 | ADAM-d009c4d564034551bdbeacd700394e1b | https://www.assets.signify.com/is/content/Signify/fp919515814270-pss-global |  |  | ADAM-18c340efb3ca4b28858cacc20071234c | https://www.assets.signify.com/is/image/Signify/5c1702cd320f4d5a85e0acc2007124f9 | ADAM-1c61d6db19a74508a440ad8700e4179a | https://www.assets.signify.com/is/content/Signify/16fcb0a1bd0043aabf93ad8700e4197b | [24 empty] | ADAM-c0fb0424b591458db897b00d010968c5 | https://www.assets.signify.com/is/content/Signify/3530ad61b18544d5bafeb00d010974f2 |  |  | L80 |  |  | 6107.5 lumen | Dark gray |  | <gt/>70 | 3000 K | 54 W | 113 lm/W | 50 or 60 Hz | 730 warm white | 6107.5 lumen |  | 54 W | 0.95 | [5 empty] | https://www.lighting.philips.com/link/919515814270_EU/prd/aa/en
FP-919515814271 | BRP056 LED35/740 PSU 27W SLF CE | 919515814271 | 2020-08-10 00:00:00 |  |  | IP65 ¦ Dust penetration-protected, jet-proof |  |  |  | 4000 K |  |  |  |  | No | [8 empty] | -30 to +40 °C | [8 empty] | Cable 0.5 m without plug | Yes | - | No |  |  | Yes | Power supply unit (On/Off) | 0.06 m² |  | - |  | Aluminum |  | - |  |  | Aluminium pressure die cast | IP65 ¦ Dust penetration-protected, jet-proof | (0.3773 / 0.3701) SDCM 5 |  | 220/240 V | 0.9 A | 8.5 ms | LED35 ¦ LED module 3500 lm | LED | No | - | +/-7% |  | Not applicable | IK07 ¦ 2 J reinforced |  |  |  | Side-entry for diameter 48 to 60 mm | 1 unit |  | 77 | Polycarbonate |  | - | Clear | Polycarbonate | Curved | Polycarbonate |  | 78 mm | 421 mm | 141 mm |  |  |  |  | +/-10% | Safety class II | - | - |  | Luminaire surge protection level until 4 kV differential mode and 4 kV common mode |  | 0 |  | 3 years |  | ADAM-2fb2f1a0e6064f4bb9d1acd000838de4 | https://www.assets.signify.com/is/image/Signify/f218b6fe7a924768900aacd000839150 | ADAM-a006bd5ae7d04a48b943acd70040c7cf | https://www.assets.signify.com/is/content/Signify/fp919515814271-pss-global |  |  | ADAM-09d191ec99614d21ab5dacc200711faf | https://www.assets.signify.com/is/image/Signify/a889501fce3c4d1191adacc20071224c | ADAM-1c61d6db19a74508a440ad8700e4179a | https://www.assets.signify.com/is/content/Signify/16fcb0a1bd0043aabf93ad8700e4197b | [24 empty] | ADAM-c0fb0424b591458db897b00d010968c5 | https://www.assets.signify.com/is/content/Signify/3530ad61b18544d5bafeb00d010974f2 |  |  | L80 |  |  | 3101.1 lumen | Dark gray |  | <gt/>70 | 4000 K | 27 W | 115 lm/W | 50 or 60 Hz | 740 neutral white | 3101.1 lumen |  | 27 W | 0.95 | [5 empty] | https://www.lighting.philips.com/link/919515814271_EU/prd/aa/en
FP-919515814272 | BRP056 LED55/740 PSU 42W SLF CE | 919515814272 | 2020-08-10 00:00:00 |  |  | IP65 ¦ Dust penetration-protected, jet-proof |  |  |  | 4000 K |  |  |  |  | No | [8 empty] | -30 to +40 °C | [8 empty] | Cable 0.5 m without plug | Yes | - | No |  |  | Yes | Power supply unit (On/Off) | 0.06 m² |  | - |  | Aluminum |  | - |  |  | Aluminium pressure die cast | IP65 ¦ Dust penetration-protected, jet-proof | (0.3796 / 0.3704) SDCM 5 |  | 220/240 V | 1.1 A | 10.5 ms | LED55 ¦ LED module 5500 lm | LED | No | - | +/-7% |  | Not applicable | IK07 ¦ 2 J reinforced |  |  |  | Side-entry for diameter 48 to 60 mm | 1 unit |  | 56 | Polycarbonate |  | - | Clear | Polycarbonate | Curved | Polycarbonate |  | 78 mm | 421 mm | 141 mm |  |  |  |  | +/-10% | Safety class II | - | - |  | Luminaire surge protection level until 4 kV differential mode and 4 kV common mode |  | 0 |  | 3 years |  | ADAM-2fb2f1a0e6064f4bb9d1acd000838de4 | https://www.assets.signify.com/is/image/Signify/f218b6fe7a924768900aacd000839150 | ADAM-b9a034a960de4df5b303acd7003a95a8 | https://www.assets.signify.com/is/content/Signify/fp919515814272-pss-global |  |  | ADAM-09d191ec99614d21ab5dacc200711faf | https://www.assets.signify.com/is/image/Signify/a889501fce3c4d1191adacc20071224c | ADAM-1c61d6db19a74508a440ad8700e4179a | https://www.assets.signify.com/is/content/Signify/16fcb0a1bd0043aabf93ad8700e4197b | [24 empty] | ADAM-c0fb0424b591458db897b00d010968c5 | https://www.assets.signify.com/is/content/Signify/3530ad61b18544d5bafeb00d010974f2 |  |  | L80 |  |  | 4850.1 lumen | Dark gray |  | <gt/>70 | 4000 K | 42 W | 115 lm/W | 50 or 60 Hz | 740 neutral white | 4850.1 lumen |  | 42 W | 0.95 | [5 empty] | https://www.lighting.philips.com/link/919515814272_EU/prd/aa/en
FP-919515814273 | BRP062 LED72/740 PSU 54W SLA CE | 919515814273 | 2020-08-10 00:00:00 |  |  | IP65 ¦ Dust penetration-protected, jet-proof |  |  |  | 4000 K |  |  |  |  | No | [8 empty] | -30 to +40 °C | [8 empty] | Cable 0.5 m without plug | Yes | - | No |  |  | Yes | Power supply unit (On/Off) | 0.08 m² |  | - |  | Aluminum |  | - |  |  | Aluminium pressure die cast | IP65 ¦ Dust penetration-protected, jet-proof | (0.3743 / 0.3743) SDCM 5 |  | 220/240 V | 1.2 A | 14 ms | LED72 ¦ LED module 7200 lm | LED | No | - | +/-7% |  | Not applicable | IK07 ¦ 2 J reinforced |  |  |  | Side-entry for diameter 48 to 60 mm | 1 unit |  | 40 | Polycarbonate |  | - | Clear | Polycarbonate | Curved | Polycarbonate |  | 80 mm | 473 mm | 165 mm |  |  |  |  | +/-10% | Safety class II | - | - |  | Luminaire surge protection level until 4 kV differential mode and 4 kV common mode |  | 0 |  | 3 years |  | ADAM-704dcd75aefa4710b53eacd0008394c6 | https://www.assets.signify.com/is/image/Signify/c09af18b85c84fd699f0acd0008398d4 | ADAM-ad7615593b8e4f7e853facd700468d96 | https://www.assets.signify.com/is/content/Signify/fp919515814273-pss-global |  |  | ADAM-18c340efb3ca4b28858cacc20071234c | https://www.assets.signify.com/is/image/Signify/5c1702cd320f4d5a85e0acc2007124f9 | ADAM-1c61d6db19a74508a440ad8700e4179a | https://www.assets.signify.com/is/content/Signify/16fcb0a1bd0043aabf93ad8700e4197b | [24 empty] | ADAM-c0fb0424b591458db897b00d010968c5 | https://www.assets.signify.com/is/content/Signify/3530ad61b18544d5bafeb00d010974f2 |  |  | L80 |  |  | 6302.2 lumen | Dark gray |  | <gt/>70 | 4000 K | 54 W | 117 lm/W | 50 or 60 Hz | 740 neutral white | 6302.2 lumen |  | 54 W | 0.95 | [5 empty] | https://www.lighting.philips.com/link/919515814273_EU/prd/aa/en
FP-923211843801 | BR125 IR 150W E27 230-250V Red 1CT/10 | 923211843801 | 2007-08-10 00:00:00 |  |  |  |  | BR125 | E27 ¦ E27 |  |  |  |  | 125 mm | Yes | [82 empty] | ADAM-87557 | https://www.assets.signify.com/is/image/Signify/666914a17c49451b9ca0a4a300c52c18 | ADAM-20151211022821798 | https://www.assets.signify.com/is/content/PhilipsLighting/fp923211843801-pss-global | ADAM-90931 | https://www.assets.signify.com/is/image/PhilipsLighting/789dbe98d04842c8ad69a4a300c5350e | [40 empty] | 150 W |  |  |  |  | 5000 hour(s) | 150 W |  | 5000 hour(s) |  |  |  |  | https://www.lighting.philips.com/link/923211843801_EU/prd/aa/en
FP-923211943801 | BR125 IR 150W E27 230-250V CL 1CT/10 | 923211943801 | 2007-08-10 00:00:00 |  |  |  |  | BR125 | E27 ¦ E27 |  |  |  |  | 125 mm | Yes | [82 empty] | ADAM-87557 | https://www.assets.signify.com/is/image/Signify/666914a17c49451b9ca0a4a300c52c18 | ADAM-20151211070804438 | https://www.assets.signify.com/is/content/PhilipsLighting/fp923211943801-pss-global | ADAM-90931 | https://www.assets.signify.com/is/image/PhilipsLighting/789dbe98d04842c8ad69a4a300c5350e | [40 empty] | 150 W |  |  |  |  | 5000 hour(s) | 150 W |  | 5000 hour(s) |  |  |  |  | https://www.lighting.philips.com/link/923211943801_EU/prd/aa/en
FP-923212043801 | BR125 IR 250W E27 230-250V Red 1CT/10 | 923212043801 | 2007-08-10 00:00:00 |  |  |  |  | BR125 | E27 ¦ E27 |  |  |  |  | 125 mm | Yes | [82 empty] | ADAM-87557 | https://www.assets.signify.com/is/image/Signify/666914a17c49451b9ca0a4a300c52c18 | ADAM-20151210150624223 | https://www.assets.signify.com/is/content/PhilipsLighting/fp923212043801-pss-global | ADAM-90931 | https://www.assets.signify.com/is/image/PhilipsLighting/789dbe98d04842c8ad69a4a300c5350e | [40 empty] | 250 W |  |  |  |  | 5000 hour(s) | 250 W |  | 5000 hour(s) |  |  |  |  | https://www.lighting.philips.com/link/923212043801_EU/prd/aa/en
FP-923212143801 | BR125 IR 250W E27 230-250V CL 1CT/10 | 923212143801 | 2007-08-10 00:00:00 |  |  |  |  | BR125 | E27 ¦ E27 |  |  |  |  | 125 mm | Yes | [82 empty] | ADAM-87557 | https://www.assets.signify.com/is/image/Signify/666914a17c49451b9ca0a4a300c52c18 | ADAM-20151210140144838 | https://www.assets.signify.com/is/content/PhilipsLighting/fp923212143801-pss-global | ADAM-90931 | https://www.assets.signify.com/is/image/PhilipsLighting/789dbe98d04842c8ad69a4a300c5350e | [40 empty] | 250 W |  |  |  |  | 5000 hour(s) | 250 W |  | 5000 hour(s) |  |  |  |  | https://www.lighting.philips.com/link/923212143801_EU/prd/aa/en
FP-923223543807 | R125 IR 375W E27 230-250V CL 1CT/10 | 923223543807 | 2006-06-12 00:00:00 |  |  |  |  | R125 ¦ R 125mm | E27 ¦ E27 |  |  |  |  | 125 mm | Yes | [82 empty] | ADAM-87557 | https://www.assets.signify.com/is/image/Signify/666914a17c49451b9ca0a4a300c52c18 | ADAM-20151211083232172 | https://www.assets.signify.com/is/content/PhilipsLighting/fp923223543807-pss-global | ADAM-90932 | https://www.assets.signify.com/is/image/Signify/179bf2e07a574dc795d1a4a300c53803 | [40 empty] | 375 W |  |  |  |  | 5000 hour(s) | 375 W |  | 5000 hour(s) |  |  |  |  | https://www.lighting.philips.com/link/923223543807_EU/prd/aa/en
FP-923801144209 | PAR38 IR 100W E27 230V Red 1CT/12 | 923801144209 | 2008-02-25 00:00:00 |  |  |  |  | PAR38 ¦ PAR 4.75 inch/121mm | E27 ¦ E27 |  | R |  |  | 121 mm | Yes | [82 empty] | ADAM-8d85851d8ea4488c946eab1700e77bef | https://www.assets.signify.com/is/image/PhilipsLighting/2b0cb97b70e447918058ab1700e77bec | ADAM-20151211160646366 | https://www.assets.signify.com/is/content/PhilipsLighting/fp923801144209-pss-global | ADAM-90930 | https://www.assets.signify.com/is/image/PhilipsLighting/4239f3139be941fb8b27a4a300c521c5 | [40 empty] | 100 W |  |  |  |  | 5000 hour(s) | 100 W |  | 5000 hour(s) |  | 230 V |  |  | https://www.lighting.philips.com/link/923801144209_EU/prd/aa/en
FP-923801244209 | PAR38 IR 100W E27 230V CL 1CT/12 | 923801244209 | 2008-02-25 00:00:00 |  |  |  |  | PAR38 ¦ PAR 4.75 inch/121mm | E27 ¦ E27 |  | C |  |  | 121 mm | Yes | [82 empty] | ADAM-87553 | https://www.assets.signify.com/is/image/Signify/ff13364e12ca47d794b3a4a300c51932 | ADAM-20151211210154358 | https://www.assets.signify.com/is/content/PhilipsLighting/fp923801244209-pss-global | ADAM-90930 | https://www.assets.signify.com/is/image/PhilipsLighting/4239f3139be941fb8b27a4a300c521c5 | [40 empty] | 100 W |  |  |  |  | 5000 hour(s) | 100 W |  | 5000 hour(s) |  | 230 V |  |  | https://www.lighting.philips.com/link/923801244209_EU/prd/aa/en
FP-923801344209 | PAR38 IR 175W E27 230V CL 1CT/12 | 923801344209 | 2008-02-25 00:00:00 |  |  |  |  | PAR38 ¦ PAR 4.75 inch/121mm | E27 ¦ E27 |  | C |  |  | 121 mm | Yes | [82 empty] | ADAM-87553 | https://www.assets.signify.com/is/image/Signify/ff13364e12ca47d794b3a4a300c51932 | ADAM-20151210224301722 | https://www.assets.signify.com/is/content/PhilipsLighting/fp923801344209-pss-global | ADAM-90930 | https://www.assets.signify.com/is/image/PhilipsLighting/4239f3139be941fb8b27a4a300c521c5 | [40 empty] | 175 W |  |  |  |  | 5000 hour(s) | 175 W |  | 5000 hour(s) |  | 230 V |  |  | https://www.lighting.philips.com/link/923801344209_EU/prd/aa/en
FP-923801444210 | PAR38 IR 175W E27 230V Red 1CT/12 | 923801444210 | 2008-02-25 00:00:00 |  |  |  |  | PAR38 ¦ PAR 4.75 inch/121mm | E27 ¦ E27 |  | R |  |  | 121 mm | Yes | [82 empty] | ADAM-8d85851d8ea4488c946eab1700e77bef | https://www.assets.signify.com/is/image/PhilipsLighting/2b0cb97b70e447918058ab1700e77bec | ADAM-20151210192807351 | https://www.assets.signify.com/is/content/PhilipsLighting/fp923801444210-pss-global | ADAM-90930 | https://www.assets.signify.com/is/image/PhilipsLighting/4239f3139be941fb8b27a4a300c521c5 | [40 empty] | 175 W |  |  |  |  | 5000 hour(s) | 175 W |  | 5000 hour(s) |  | 230 V |  |  | https://www.lighting.philips.com/link/923801444210_EU/prd/aa/en
FP-923806644210 | PAR38 IR 150W E27 230V Red 1CT/12 | 923806644210 | 2008-02-25 00:00:00 |  |  |  |  | PAR38 ¦ PAR 4.75 inch/121mm | E27 ¦ E27 |  |  |  |  | 121 mm | Yes | [82 empty] | ADAM-87552 | https://www.assets.signify.com/is/image/Signify/ee6454e24d044f398149a4a300c50a1d | ADAM-20151211023330337 | https://www.assets.signify.com/is/content/PhilipsLighting/fp923806644210-pss-global | ADAM-90928 | https://www.assets.signify.com/is/image/PhilipsLighting/64de64bf1ca642c8973da4a300c5126d | [40 empty] | 150 W |  |  |  |  | 300 hour(s) | 150 W |  | 300 hour(s) |  | 230 V |  |  | https://www.lighting.philips.com/link/923806644210_EU/prd/aa/en
FP-924151144441 | Deco 7.0W E14 230-240V T17 CL 1CT/10X10F | 924151144441 | 2021-03-09 00:00:00 |  |  |  |  | T17 ¦ T 17mm | E14 ¦ E14 | 2700 K |  | 0.03 A |  |  | Yes | 7 kWh |  |  |  |  | 0.0 s | [76 empty] | ADAM-86035 | https://www.assets.signify.com/is/image/PhilipsLighting/e36a286537ab4e03bb5da4a300c78771 | ADAM-81e0241c9028416ba887ad80002491d2 | https://www.assets.signify.com/is/content/Signify/fp924151144441-pss-global | ADAM-3400 | https://www.assets.signify.com/is/image/PhilipsLighting/6bf04ba8bdf548e8af22a4a300c7c721 | [35 empty] | 21 lumen |  |  | 100 | 2700 K | 7 W |  |  |  | 21 lumen | 1000 hour(s) | 7 W | 1 | 1000 hour(s) | 4000 |  | instant full light s |  | https://www.lighting.philips.com/link/924151144441_EU/prd/aa/en
FP-924151445740 | Deco 10W E14 240-250V T17 CL 1CT/10X10F | 924151445740 | 2006-05-02 00:00:00 |  |  |  |  | T17 ¦ T 17mm | E14 ¦ E14 | 2700 K |  |  |  |  | Yes | 10 kWh |  |  |  |  | 0.0 s | [76 empty] | ADAM-86035 | https://www.assets.signify.com/is/image/PhilipsLighting/e36a286537ab4e03bb5da4a300c78771 | ADAM-20151211103541361 | https://www.assets.signify.com/is/content/PhilipsLighting/fp924151445740-pss-global | ADAM-3400 | https://www.assets.signify.com/is/image/PhilipsLighting/6bf04ba8bdf548e8af22a4a300c7c721 | [35 empty] | 37 lumen |  |  | 100 | 2700 K | 10.0 W |  |  |  | 37 lumen | 1000 hour(s) | 10.0 W | 1 | 1000 hour(s) | 4000 |  | instant full light s |  | https://www.lighting.philips.com/link/924151445740_EU/prd/aa/en
FP-924151445741 | Deco 10.0W E14 240-250V T17 CL 1CT/10X10 | 924151445741 | 2021-03-09 00:00:00 |  |  |  |  | T17 ¦ T 17mm | E14 ¦ E14 | 2700 K |  |  |  |  | Yes | 10 kWh |  |  |  |  | 0.0 s | [76 empty] | ADAM-86035 | https://www.assets.signify.com/is/image/PhilipsLighting/e36a286537ab4e03bb5da4a300c78771 | ADAM-c3b9cd9d266f48f5982bad8000218756 | https://www.assets.signify.com/is/content/Signify/fp924151445741-pss-global | ADAM-3400 | https://www.assets.signify.com/is/image/PhilipsLighting/6bf04ba8bdf548e8af22a4a300c7c721 | [35 empty] | 37 lumen |  |  | 100 | 2700 K | 10.0 W |  |  |  | 37 lumen | 1000 hour(s) | 10.0 W | 1 | 1000 hour(s) | 4000 |  | instant full light s |  | https://www.lighting.philips.com/link/924151445741_EU/prd/aa/en
FP-924196244441 | App 15.4W E14 230-240V T22 CL OV 1CT | 924196244441 | 2021-03-09 00:00:00 |  |  |  |  | T22 ¦ T 22mm | E14 ¦ E14 | 2700 K |  | 0.06 A |  |  | Yes | 15 kWh |  |  |  |  | 0.0 s | [76 empty] | ADAM-85981 | https://www.assets.signify.com/is/image/PhilipsLighting/9b6f812ae0e94d9e8017a4a300c6eff6 | ADAM-2923fcd4654e42999176ad8000227fc9 | https://www.assets.signify.com/is/content/Signify/fp924196244441-pss-global | ADAM-3384 | https://www.assets.signify.com/is/image/PhilipsLighting/e8c07d040712418fa26da4a300c73bc5 | [35 empty] | 90 lumen |  |  | 100 | 2700 K | 15.0 W |  |  |  | 90 lumen | 1000 hour(s) | 15.0 W | 1 | 1000 hour(s) | 4000 |  | instant full light s |  | https://www.lighting.philips.com/link/924196244441_EU/prd/aa/en
FP-924198244441 | App 26.0W E14 230-240V T25 CL OV 1CT | 924198244441 | 2021-03-09 00:00:00 |  |  |  |  | T25 ¦ T 25mm | E14 ¦ E14 | 2700 K |  | 0.11 A |  |  | Yes | 25 kWh |  |  |  |  | 0.0 s | [76 empty] | ADAM-85983 | https://www.assets.signify.com/is/image/PhilipsLighting/4ccb56b93cd841aca630a4a300c70508 | ADAM-1711cb12bf9f4406ba68ad8000231488 | https://www.assets.signify.com/is/content/Signify/fp924198244441-pss-global | ADAM-3385 | https://www.assets.signify.com/is/image/PhilipsLighting/8e8dbaf13914499cac1da4a300c73f16 | [35 empty] | 172 lumen |  |  | 100 | 2700 K | 25.0 W |  |  |  | 172 lumen | 1000 hour(s) | 25.0 W | 1 | 1000 hour(s) | 4000 |  | instant full light s |  | https://www.lighting.philips.com/link/924198244441_EU/prd/aa/en
FP-924711244201 | Halo Linear 55.0W R7s 78mm 230V 1PF/12 | 924711244201 | 2021-03-15 00:00:00 | [5 empty] | R7S ¦ R7s | 3000 K |  |  |  |  | Yes | 55 kWh | [83 empty] | ADAM-daa395b5fefe42cd9fc2b01c0177fd34 | https://www.assets.signify.com/is/content/Signify/fp924711244201-pss-global | [20 empty] | ADAM-44983d0f61944b46abcbadab00ae611a | https://www.assets.signify.com/is/content/Signify/8c6581004fc649b885d4adab00ae63a5 | [14 empty] | G | 836 lumen |  |  | 100 | 3000 K | 55 W |  |  |  | 836 lumen | 2000 hour(s) | 55 W |  | 2000 hour(s) | 8000 |  | instant full light s |  | https://www.lighting.philips.com/link/924711244201_EU/prd/aa/en
FP-924711344201 | Halo Linear 90.0W R7s 78mm 230V 1PF/12 | 924711344201 | 2021-03-15 00:00:00 | [5 empty] | R7S ¦ R7s | 3000 K |  |  |  |  | Yes | 90 kWh | [83 empty] | ADAM-dd0033f8b3f04c71be91b01c012d6670 | https://www.assets.signify.com/is/content/Signify/fp924711344201-pss-global | [20 empty] | ADAM-e3e22221e1e945819b05adab00ae20a8 | https://www.assets.signify.com/is/content/Signify/f17079772b4f4af68748adab00ae21c6 | [14 empty] | G | 1584 lumen |  |  | 100 | 3000 K | 90 W |  |  |  | 1584 lumen | 2000 hour(s) | 90 W |  | 2000 hour(s) | 8000 |  | instant full light s |  | https://www.lighting.philips.com/link/924711344201_EU/prd/aa/en
FP-924711444201 | Halo Linear 140.0W R7s 78mm 230V 1PF/12 | 924711444201 | 2021-03-15 00:00:00 | [5 empty] | R7S ¦ R7s | 3000 K |  |  |  |  | Yes | 140 kWh | [83 empty] | ADAM-bc04ede4e75c4b15be9bb01c00892769 | https://www.assets.signify.com/is/content/Signify/fp924711444201-pss-global | [20 empty] | ADAM-2decd3942b494cd99108adac01229d0b | https://www.assets.signify.com/is/content/Signify/fd16e959891d416597e7adac01229f21 | [14 empty] | G | 2646 lumen |  |  | 100 | 3000 K | 140 W |  |  |  | 2646 lumen | 2000 hour(s) | 140 W |  | 2000 hour(s) | 8000 |  | instant full light s |  | https://www.lighting.philips.com/link/924711444201_EU/prd/aa/en
FP-924711544201 | Halo Linear 140.0W R7s 118mm 230V 1PF/12 | 924711544201 | 2021-03-15 00:00:00 | [5 empty] | R7S ¦ R7s | 3000 K |  |  |  |  | Yes | 140 kWh | [83 empty] | ADAM-da2e28e055c54b36be50b01d0160c7f1 | https://www.assets.signify.com/is/content/Signify/fp924711544201-pss-global | [20 empty] | ADAM-177b407efb12477cb737adab00aa6aff | https://www.assets.signify.com/is/content/Signify/46c7b1b3416441e2a5ceadab00aa935f | [14 empty] | G | 2646 lumen |  |  | 100 | 3000 K | 140 W |  |  |  | 2646 lumen | 2000 hour(s) | 140 W |  | 2000 hour(s) | 8000 |  | instant full light s |  | https://www.lighting.philips.com/link/924711544201_EU/prd/aa/en
FP-925640644201 | Halogen MV Click 29.0W G9 230V CL 1CT | 925640644201 | 2021-03-09 00:00:00 |  |  |  |  | T13 ¦ T 13 mm | G9 ¦ G9 | 2800 K |  | 0.12 A |  |  | Yes | 28 kWh |  |  |  |  | 0.0 s | [76 empty] | ADAM-87239 | https://www.assets.signify.com/is/image/Signify/9748009e7b7e47548f1fa4a300af8cff | ADAM-cc67fac8106948f3a905ad800022b14e | https://www.assets.signify.com/is/content/Signify/fp925640644201-pss-global | ADAM-2888 | https://www.assets.signify.com/is/image/PhilipsLighting/272d02bbbcbd46f1a303a4a300af96f6 | [35 empty] | 370 lumen |  |  | 100 | 2800 K | 28.0 W | 12.1 lm/W |  |  | 370 lumen | 2000 hour(s) | 28.0 W | 1 | 2000 hour(s) | 8000 | 230 V | instant full light s |  | https://www.lighting.philips.com/link/925640644201_EU/prd/aa/en
FP-925640644225 | Halogen MV Caps 29.0W G9 230V CL 1PF/10 | 925640644225 | 2020-11-05 00:00:00 |  |  |  |  | T13 ¦ T 13 mm | G9 ¦ G9 | 2800 K |  | 0.12 A |  |  | Yes | 29 kWh |  |  |  |  | 0.0 s | [76 empty] | ADAM-87239 | https://www.assets.signify.com/is/image/Signify/9748009e7b7e47548f1fa4a300af8cff |  |  | ADAM-2888 | https://www.assets.signify.com/is/image/PhilipsLighting/272d02bbbcbd46f1a303a4a300af96f6 | [18 empty] | ADAM-1603b0ba1a98492f93a4adad00a567d9 | https://www.assets.signify.com/is/content/Signify/33a0a8871aca44a488c1adad00a56918 | [14 empty] | G | 350 lumen |  |  | 100 | 2800 K | 29 W | 12.1 lm/W |  |  | 350 lumen | 2000 hour(s) | 29 W | 1 | 2000 hour(s) | 8000 | 230 V | instant full light s |  | https://www.lighting.philips.com/link/925640644225_EU/prd/aa/en
FP-925640844201 | Halogen MV Click 44.0W G9 230V CL 1CT | 925640844201 | 2021-03-09 00:00:00 |  |  |  |  | T13 ¦ T 13 mm | G9 ¦ G9 | 2800 K |  | 0.18 A |  |  | Yes | 42 kWh |  |  |  |  | 0.0 s | [76 empty] | ADAM-87239 | https://www.assets.signify.com/is/image/Signify/9748009e7b7e47548f1fa4a300af8cff | ADAM-0ef41731ad1f40da9482ad800023a0de | https://www.assets.signify.com/is/content/Signify/fp925640844201-pss-global | ADAM-2888 | https://www.assets.signify.com/is/image/PhilipsLighting/272d02bbbcbd46f1a303a4a300af96f6 | [35 empty] | 630 lumen |  |  | 100 | 2800 K | 42.0 W | 15 lm/W |  |  | 630 lumen | 2000 hour(s) | 42.0 W | 1 | 2000 hour(s) | 8000 | 230 V | instant full light s |  | https://www.lighting.philips.com/link/925640844201_EU/prd/aa/en
FP-925640844212 | Halogen MV Caps 44.0W G9 230V CL 1PF/10 | 925640844212 | 2020-11-05 00:00:00 |  |  |  |  | T13 ¦ T 13 mm | G9 ¦ G9 | 2800 K |  | 0.18 A |  |  | Yes | 44 kWh |  |  |  |  | 0.0 s | [76 empty] | ADAM-87239 | https://www.assets.signify.com/is/image/Signify/9748009e7b7e47548f1fa4a300af8cff |  |  | ADAM-2888 | https://www.assets.signify.com/is/image/PhilipsLighting/272d02bbbcbd46f1a303a4a300af96f6 | [18 empty] | ADAM-36aa53f379514a838242adad00a7010b | https://www.assets.signify.com/is/content/Signify/59eb0db5951d4f4f8a9dadad00a70377 | [14 empty] | G | 590 lumen |  |  | 100 | 2800 K | 44 W | 15 lm/W |  |  | 590 lumen | 2000 hour(s) | 44 W | 1 | 2000 hour(s) | 8000 | 230 V | instant full light s |  | https://www.lighting.philips.com/link/925640844212_EU/prd/aa/en
FP-925697744209 | Halogen MV Click 19.0W G9 230V CL 1CT | 925697744209 | 2021-03-09 00:00:00 |  |  |  |  | T13 ¦ T 13 mm | G9 ¦ G9 | 2800 K |  | 0.08 A |  |  | Yes | 18 kWh |  |  |  |  | 0.0 s | [76 empty] | ADAM-87239 | https://www.assets.signify.com/is/image/Signify/9748009e7b7e47548f1fa4a300af8cff | ADAM-4b8acdcfe35346fa8796ad8000263035 | https://www.assets.signify.com/is/content/Signify/fp925697744209-pss-global | ADAM-2888 | https://www.assets.signify.com/is/image/PhilipsLighting/272d02bbbcbd46f1a303a4a300af96f6 | [35 empty] | 204 lumen |  |  | 100 | 2800 K | 18 W | 11.1 lm/W |  |  | 204 lumen | 2000 hour(s) | 18 W | 1 | 2000 hour(s) | 8000 | 230 V | instant full light s |  | https://www.lighting.philips.com/link/925697744209_EU/prd/aa/en
FP-925723117105 | Halo Caps 7.1W G4 12V CL 2PF/10 | 925723117105 | 2021-07-08 19:26:53 | [118 empty] | ADAM-5c7142caeda245b398a8adad00a9b3ab | https://www.assets.signify.com/is/content/Signify/9d74a0052e8a4e6e9b41adad00a9b4a8 | [14 empty] | G |  |  |  | 100 | [6 empty] | 2000 hour(s) |  |  | 2000 hour(s) | 8000 |  | instant full light s |  | https://www.lighting.philips.com/link/925723117105_EU/prd/aa/en
FP-925723217102 | Caps 3000h 7.1W G4 12V CL 1CT/10x10F | 925723217102 | 2021-03-09 00:00:00 |  |  |  |  | T9 ¦ T 9mm (T9) | G4 ¦ G4 |  |  | 0.58 A |  |  | Yes | 7 kWh |  |  |  |  | 0.0 s | [76 empty] | ADAM-86084 | https://www.assets.signify.com/is/image/Signify/e37a3edb272a4924a839a4a300b77676 |  |  | ADAM-3032 | https://www.assets.signify.com/is/image/PhilipsLighting/e8fcd4350a5d4319931ca4a300b7c2ac | [35 empty] | 86 lumen |  |  | 100 |  | 7.0 W | 12.3 lm/W |  |  | 86 lumen | 3000 hour(s) | 7.0 W | 1 | 3000 hour(s) | 12000 | 12 V | Instant full light s |  | https://www.lighting.philips.com/link/925723217102_EU/prd/aa/en
FP-925723317111 | Halo Caps 14.3W G4 12V CL 1PF/10 | 925723317111 | 2021-07-08 19:27:52 | [118 empty] | ADAM-d4ba22e7a7904da59f21adad00aaa58d | https://www.assets.signify.com/is/content/Signify/d160893d618c4192bfb4adad00aaa9f7 | [14 empty] | G |  |  |  | 100 | [6 empty] | 2000 hour(s) |  |  | 2000 hour(s) | 8000 |  | instant full light s |  | https://www.lighting.philips.com/link/925723317111_EU/prd/aa/en
FP-925723317112 | Halo Caps 14.3W G4 12V CL 2PF/10 | 925723317112 | 2021-07-08 19:27:30 | [118 empty] | ADAM-6733dbd1b845421481b7adad00ab2e94 | https://www.assets.signify.com/is/content/Signify/1831c7f7036a4f09bb47adad00ab2f98 | [14 empty] | G |  |  |  | 100 | [6 empty] | 2000 hour(s) |  |  | 2000 hour(s) | 8000 |  | instant full light s |  | https://www.lighting.philips.com/link/925723317112_EU/prd/aa/en
FP-925723417102 | Caps 3000h 14.3W G4 12V CL 1CT/10x10F | 925723417102 | 2021-03-09 00:00:00 |  |  |  |  | T9 ¦ T 9mm (T9) | G4 ¦ G4 | 2900 K |  | 1.167 A |  |  | Yes | 14 kWh |  |  |  |  | 0.0 s | [76 empty] | ADAM-86084 | https://www.assets.signify.com/is/image/Signify/e37a3edb272a4924a839a4a300b77676 | ADAM-115590a4b45145e8af63ad800021f751 | https://www.assets.signify.com/is/content/Signify/fp925723417102-pss-global | ADAM-3032 | https://www.assets.signify.com/is/image/PhilipsLighting/e8fcd4350a5d4319931ca4a300b7c2ac | [35 empty] | 232 lumen |  |  | 100 | 2900 K | 14.0 W | 16.6 lm/W |  |  | 232 lumen | 3000 hour(s) | 14.0 W | 1 | 3000 hour(s) | 12000 | 12 V | Instant full light s |  | https://www.lighting.philips.com/link/925723417102_EU/prd/aa/en
FP-925723517104 | Caps 3000h 14.3W GY6.35 12V 1CT/10x10F | 925723517104 | 2021-03-09 00:00:00 |  |  |  |  | T11 ¦ T 11mm | GY6.35 ¦ GY6.35 | 2900 K |  | 1.167 A |  |  | Yes | 14 kWh |  |  |  |  | 0.0 s | [76 empty] | ADAM-86037 | https://www.assets.signify.com/is/image/PhilipsLighting/3fb9f57de89542608c7fa4a300b76aa6 | ADAM-b4d317d3304349408ef0ad80002412dd | https://www.assets.signify.com/is/content/Signify/fp925723517104-pss-global | ADAM-3031 | https://www.assets.signify.com/is/image/PhilipsLighting/9cbdc6cf97dc4c99a9fca4a300b7bf7f | [35 empty] | 232 lumen |  |  | 100 | 2900 K | 14.0 W | 16.6 lm/W |  |  | 232 lumen | 3000 hour(s) | 14.0 W | 1 | 3000 hour(s) | 12000 | 12 V | Instant full light s |  | https://www.lighting.philips.com/link/925723517104_EU/prd/aa/en
FP-925723617105 | Halo Caps 26.0W GY6.35 12V CL 1PF/10 | 925723617105 | 2020-11-05 00:00:00 |  |  |  |  | T11 ¦ T 11mm | GY6.35 ¦ GY6.35 | 3000 K |  | 2.083 A |  |  | Yes | 26 kWh |  |  |  |  | 0.0 s | [76 empty] | ADAM-86037 | https://www.assets.signify.com/is/image/PhilipsLighting/3fb9f57de89542608c7fa4a300b76aa6 |  |  | ADAM-3031 | https://www.assets.signify.com/is/image/PhilipsLighting/9cbdc6cf97dc4c99a9fca4a300b7bf7f | [18 empty] | ADAM-77da5ea7a26f48f49fecadad00acd50e | https://www.assets.signify.com/is/content/Signify/1f2c81d0da234aa0b916adad00acd630 | [14 empty] | G | 500 lumen |  |  | 100 | 3000 K | 26 W | 20 lm/W |  |  | 500 lumen | 3000 hour(s) | 26 W | 1 | 3000 hour(s) | 12000 | 12 V | Instant full light s |  | https://www.lighting.philips.com/link/925723617105_EU/prd/aa/en
FP-925723617107 | Caps 3000h 26.0W GY6.35 12V 1CT/10x10F | 925723617107 | 2021-03-09 00:00:00 |  |  |  |  | T11 ¦ T 11mm | GY6.35 ¦ GY6.35 | 3000 K |  | 2.083 A |  |  | Yes | 25 kWh |  |  |  |  | 0.0 s | [76 empty] | ADAM-86037 | https://www.assets.signify.com/is/image/PhilipsLighting/3fb9f57de89542608c7fa4a300b76aa6 | ADAM-bbdcb32d114149308839ad8000242802 | https://www.assets.signify.com/is/content/Signify/fp925723617107-pss-global | ADAM-3031 | https://www.assets.signify.com/is/image/PhilipsLighting/9cbdc6cf97dc4c99a9fca4a300b7bf7f | [35 empty] | 500 lumen |  |  | 100 | 3000 K | 25.0 W | 20 lm/W |  |  | 500 lumen | 3000 hour(s) | 25.0 W | 1 | 3000 hour(s) | 12000 | 12 V | Instant full light s |  | https://www.lighting.philips.com/link/925723617107_EU/prd/aa/en
FP-925723717105 | Halo Caps 36.0W GY6.35 12V CL 1PF/10 | 925723717105 | 2020-11-05 00:00:00 |  |  |  |  | T11 ¦ T 11mm | GY6.35 ¦ GY6.35 | 3100 K |  | 2.917 A |  |  | Yes | 36 kWh |  |  |  |  | 0.0 s | [76 empty] | ADAM-86037 | https://www.assets.signify.com/is/image/PhilipsLighting/3fb9f57de89542608c7fa4a300b76aa6 |  |  | ADAM-3031 | https://www.assets.signify.com/is/image/PhilipsLighting/9cbdc6cf97dc4c99a9fca4a300b7bf7f | [18 empty] | ADAM-d41fb732dad04610a342adad00acc6b9 | https://www.assets.signify.com/is/content/Signify/7124db1f3f8048a0af93adad00acc7c5 | [14 empty] | G | 766 lumen |  |  | 100 | 3100 K | 36 W | 21.9 lm/W |  |  | 766 lumen | 3000 hour(s) | 36 W | 1 | 3000 hour(s) | 12000 | 12 V | Instant full light s |  | https://www.lighting.philips.com/link/925723717105_EU/prd/aa/en
FP-925723717106 | Halo Caps 36.0W GY6.35 12V CL 2PF/10 | 925723717106 | 2020-11-05 00:00:00 |  |  |  |  | T11 ¦ T 11mm | GY6.35 ¦ GY6.35 | 3100 K |  | 2.917 A |  |  | Yes | 36 kWh |  |  |  |  | 0.0 s | [76 empty] | ADAM-86037 | https://www.assets.signify.com/is/image/PhilipsLighting/3fb9f57de89542608c7fa4a300b76aa6 |  |  | ADAM-3031 | https://www.assets.signify.com/is/image/PhilipsLighting/9cbdc6cf97dc4c99a9fca4a300b7bf7f | [18 empty] | ADAM-28c86f7c535c42989c1cadad00ae2c02 | https://www.assets.signify.com/is/content/Signify/cc491181048442f481c2adad00ae2d75 | [14 empty] | G | 766 lumen |  |  | 100 | 3100 K | 36 W | 21.9 lm/W |  |  | 766 lumen | 3000 hour(s) | 36 W | 1 | 3000 hour(s) | 12000 | 12 V | Instant full light s |  | https://www.lighting.philips.com/link/925723717106_EU/prd/aa/en
FP-925723717107 | Caps 3000h 36.0W GY6.35 12V 1CT/10x10F | 925723717107 | 2021-03-09 00:00:00 |  |  |  |  | T11 ¦ T 11mm | GY6.35 ¦ GY6.35 | 3100 K |  | 2.917 A |  |  | Yes | 35 kWh |  |  |  |  | 0.0 s | [76 empty] | ADAM-86037 | https://www.assets.signify.com/is/image/PhilipsLighting/3fb9f57de89542608c7fa4a300b76aa6 | ADAM-af36adb6b0604dd581f6ad8000248471 | https://www.assets.signify.com/is/content/Signify/fp925723717107-pss-global | ADAM-3031 | https://www.assets.signify.com/is/image/PhilipsLighting/9cbdc6cf97dc4c99a9fca4a300b7bf7f | [35 empty] | 766 lumen |  |  | 100 | 3100 K | 35.0 W | 21.9 lm/W |  |  | 766 lumen | 3000 hour(s) | 35.0 W | 1 | 3000 hour(s) | 12000 | 12 V | Instant full light s |  | https://www.lighting.philips.com/link/925723717107_EU/prd/aa/en
FP-925723817101 | Caps OV 20W G4 12V 1CT/50 | 925723817101 | 2018-04-18 00:00:00 |  |  |  |  | T9 ¦ T 9mm (T9) | G4 ¦ G4 | 2850 K |  | 1.66 A |  |  | Yes | 22 kWh |  |  |  |  | 0.0 s | [76 empty] | ADAM-cb0b3eb1fb9d435a9fbba94d010f9ef0 | https://www.assets.signify.com/is/image/PhilipsLighting/203899331c9c4f9e9d15a94d010f9eed | ADAM-733488cae216445086fca92100df1a6e | https://www.assets.signify.com/is/content/PhilipsLighting/fp925723817101-pss-global | ADAM-3032 | https://www.assets.signify.com/is/image/PhilipsLighting/e8fcd4350a5d4319931ca4a300b7c2ac | [18 empty] | ADAM-699b223d6fab449d8440adad00ae7a66 | https://www.assets.signify.com/is/content/Signify/0b2c6d6adb1b4f408741adad00ae7b6c | [14 empty] | G | 320 lumen |  |  | 100 | 2850 K | 22 W | 16 lm/W |  |  | 320 lumen | 2000 hour(s) | 22 W | 1 | 2000 hour(s) | 50000 | 12 V | Instant full light s |  | https://www.lighting.philips.com/link/925723817101_EU/prd/aa/en
FP-925723817102 | Caps OV 22.0W G4 12V 1CT/50 | 925723817102 | 2021-03-09 00:00:00 |  |  |  |  | T9 ¦ T 9mm (T9) | G4 ¦ G4 |  |  | 1.66 A |  |  | Yes | 20 kWh |  |  |  |  | 0.0 s | [76 empty] | ADAM-cb0b3eb1fb9d435a9fbba94d010f9ef0 | https://www.assets.signify.com/is/image/PhilipsLighting/203899331c9c4f9e9d15a94d010f9eed |  |  | ADAM-3032 | https://www.assets.signify.com/is/image/PhilipsLighting/e8fcd4350a5d4319931ca4a300b7c2ac | [35 empty] | 320 lumen |  |  | 100 |  | 20.0 W | 16 lm/W |  |  | 320 lumen | 2000 hour(s) | 20.0 W | 1 | 2000 hour(s) | 50000 | 12 V | Instant full light s |  | https://www.lighting.philips.com/link/925723817102_EU/prd/aa/en
FP-925723944201 | Caps OV 25W G9 230V 1CT/20 | 925723944201 | 2018-04-18 00:00:00 |  |  |  |  | T11 ¦ T 11mm | G9 ¦ G9 | 2650 K |  | 0.11 A |  |  | Yes | 26 kWh |  |  |  |  | 0.0 s | [76 empty] | ADAM-86387 | https://www.assets.signify.com/is/image/Signify/9091396b31e246709410a4a300b7db62 | ADAM-9e1c9c6a0f8b4a789372a92800b060b5 | https://www.assets.signify.com/is/content/PhilipsLighting/fp925723944201-pss-global | ADAM-117483 | https://www.assets.signify.com/is/image/PhilipsLighting/7f43bf3945424a47ab74a4a300b7e625 | [18 empty] | ADAM-f8ec844b6b814ae499f4adad00ad033a | https://www.assets.signify.com/is/content/Signify/a7d605d92cbf4a4399caadad00ad04e4 | [14 empty] | G | 250 lumen |  |  | 100 | 2650 K | 26 W |  |  |  | 250 lumen | 2000 hour(s) | 26 W | 1 | 2000 hour(s) |  | 230 V |  |  | https://www.lighting.philips.com/link/925723944201_EU/prd/aa/en
FP-925723944202 | Caps OV 26.0W G9 230V 1CT/20 | 925723944202 | 2021-03-09 00:00:00 |  |  |  |  | T11 ¦ T 11mm | G9 ¦ G9 |  |  | 0.11 A |  |  | Yes | [5 empty] | 0.0 s | [76 empty] | ADAM-86387 | https://www.assets.signify.com/is/image/Signify/9091396b31e246709410a4a300b7db62 |  |  | ADAM-117483 | https://www.assets.signify.com/is/image/PhilipsLighting/7f43bf3945424a47ab74a4a300b7e625 | [35 empty] | 260 lumen |  |  |  |  | 25 W |  |  |  | 260 lumen | 2000 hour(s) | 25 W | 1 | 2000 hour(s) |  | 230 V |  |  | https://www.lighting.philips.com/link/925723944202_EU/prd/aa/en
FP-926000192703 | S10E 18-75W SIN 220-240V BL/20X25CT | 926000192703 | 2001-08-09 00:00:00 | [94 empty] | ADAM-86022 | https://www.assets.signify.com/is/image/Signify/0f910a0030234d2f9dd8a4a300d82f14 | ADAM-20151210202240280 | https://www.assets.signify.com/is/content/PhilipsLighting/fp926000192703-pss-global | ADAM-3921 | https://www.assets.signify.com/is/image/PhilipsLighting/129ec33e5f6b4e3c9f21a4a300d8464f | [36 empty] | Blue |  |  |  | 18 W;75 W | [5 empty] | 18 W;75 W | [6 empty] | https://www.lighting.philips.com/link/926000192703_EU/prd/aa/en
FP-927901710807 | PL-S 9W BLB/2P 1CT/6X10CC | 927901710807 | 2006-02-24 00:00:00 | 3.0 mg |  |  |  | 2XT12 | G23 ¦ G23 |  | Blacklight Blue | 0.17 A | [85 empty] | ADAM-87812 | https://www.assets.signify.com/is/image/Signify/fcc0a9779d7a4f8b863ca4a300ceccca | ADAM-20151210225918844 | https://www.assets.signify.com/is/content/PhilipsLighting/fp927901710807-pss-global | ADAM-119873 | https://www.assets.signify.com/is/image/PhilipsLighting/9327b52b13224aae92afa4a300ced36c | [37 empty] | 108 ¦ 08 lead free glass |  |  | 8.6 W | [5 empty] | 8.6 W |  |  |  | 60 V |  |  | https://www.lighting.philips.com/link/927901710807_EU/prd/aa/en
FP-927901910807 | PL-S 9W BLB/4P 1CT/6X10CC | 927901910807 | 2006-02-24 00:00:00 | 3.0 mg |  |  |  | 2XT12 | 2G7 ¦ 2G7 |  | Blacklight Blue | 0.17 A | [85 empty] | ADAM-87812 | https://www.assets.signify.com/is/image/Signify/fcc0a9779d7a4f8b863ca4a300ceccca | ADAM-20151210145725334 | https://www.assets.signify.com/is/content/PhilipsLighting/fp927901910807-pss-global | ADAM-119874 | https://www.assets.signify.com/is/image/PhilipsLighting/09b6f78f26bb4771b6d9a4a300ced681 | [37 empty] | 108 ¦ 08 lead free glass |  |  | 8.6 W | [5 empty] | 8.6 W |  |  |  | 60 V |  |  | https://www.lighting.philips.com/link/927901910807_EU/prd/aa/en
FP-927903008270 | MASTER PL-L 18W/827/4P 1CT/25 | 927903008270 | 2001-12-07 00:00:00 | 2.0 mg |  |  |  |  | 2G11 ¦ 2G11 | 2700 K | Incandescent White | 0.375 A |  |  | Yes | 18 kWh | [81 empty] | ADAM-85938 | https://www.assets.signify.com/is/image/Signify/fe5b27fd0a634e53b429a4a300cc6d48 | ADAM-20151209112158412 | https://www.assets.signify.com/is/content/PhilipsLighting/fp927903008270-pss-global | ADAM-3598 | https://www.assets.signify.com/is/image/PhilipsLighting/cd3052c1ef0c49afa25aa4a300cc8298 | [18 empty] | ADAM-2f88ce4678a842189542adaa00faa667 | https://www.assets.signify.com/is/content/Signify/7877a352c0354b689d34adaa00faaa65 | [14 empty] | G | 1200 lumen |  | 827 ¦ CCT of 2700K | 82 | 2700 K | 18.0 W | 67 lm/W |  |  | 1200 lumen |  | 18.0 W | [6 empty] | https://www.lighting.philips.com/link/927903008270_EU/prd/aa/en
FP-927903008470 | MASTER PL-L 18W/840/4P 1CT/25 | 927903008470 | 2001-12-07 00:00:00 | 2.0 mg |  |  |  |  | 2G11 ¦ 2G11 | 4000 K | Cool White (CW) | 0.375 A |  |  | Yes | 18 kWh | [81 empty] | ADAM-85938 | https://www.assets.signify.com/is/image/Signify/fe5b27fd0a634e53b429a4a300cc6d48 | ADAM-20151210233024800 | https://www.assets.signify.com/is/content/PhilipsLighting/fp927903008470-pss-global | ADAM-3598 | https://www.assets.signify.com/is/image/PhilipsLighting/cd3052c1ef0c49afa25aa4a300cc8298 | [18 empty] | ADAM-4f54d65d0da54b1283cdadaa010741ee | https://www.assets.signify.com/is/content/Signify/8df9d1b8b1ee4827ace4adaa0107433b | [14 empty] | G | 1200 lumen |  | 840 ¦ CCT of 4000K | 80 | 4000 K | 18.0 W | 67 lm/W |  |  | 1200 lumen |  | 18.0 W | [6 empty] | https://www.lighting.philips.com/link/927903008470_EU/prd/aa/en
FP-927903086572 | MASTER PL-L 18W/865/4P 1CT/25 | 927903086572 | 2001-12-07 00:00:00 | 2.0 mg |  |  |  |  | 2G11 ¦ 2G11 | 6500 K | Cool Daylight | 0.375 A |  |  | Yes | 18 kWh | [81 empty] | ADAM-85938 | https://www.assets.signify.com/is/image/Signify/fe5b27fd0a634e53b429a4a300cc6d48 | ADAM-20151211223024041 | https://www.assets.signify.com/is/content/PhilipsLighting/fp927903086572-pss-global | ADAM-3598 | https://www.assets.signify.com/is/image/PhilipsLighting/cd3052c1ef0c49afa25aa4a300cc8298 | [18 empty] | ADAM-ca164a1be9bd4851b20aadaa00faed33 | https://www.assets.signify.com/is/content/Signify/69e47de9fdb948788d4badaa00faeeb0 | [14 empty] | G | 1170 lumen |  | 865 ¦ CCT of 6500K | 80 | 6500 K | 18.0 W | 65 lm/W |  |  | 1170 lumen |  | 18.0 W | [6 empty] | https://www.lighting.philips.com/link/927903086572_EU/prd/aa/en
FP-927903208270 | MASTER PL-L 24W/827/4P 1CT/25 | 927903208270 | 2001-12-07 00:00:00 | 2.0 mg |  |  |  |  | 2G11 ¦ 2G11 | 2700 K | Incandescent White | 0.345 A |  |  | Yes | 25 kWh | [81 empty] | ADAM-86335 | https://www.assets.signify.com/is/image/Signify/d5012c24f71b40fe88a3a4a300cc7098 | ADAM-20151209111118423 | https://www.assets.signify.com/is/content/PhilipsLighting/fp927903208270-pss-global | ADAM-3598 | https://www.assets.signify.com/is/image/PhilipsLighting/cd3052c1ef0c49afa25aa4a300cc8298 | [18 empty] | ADAM-a05259901c8846c2b55eadaa00fb2b77 | https://www.assets.signify.com/is/content/Signify/eace7ce6bc4040eb95f8adaa00fb2c6f | [14 empty] | G | 1800 lumen |  | 827 ¦ CCT of 2700K | 82 | 2700 K | 24.2 W | 75 lm/W |  |  | 1800 lumen |  | 24.2 W | [6 empty] | https://www.lighting.philips.com/link/927903208270_EU/prd/aa/en
FP-927903208370 | MASTER PL-L 24W/830/4P 1CT/25 | 927903208370 | 2001-12-07 00:00:00 | 2.0 mg |  |  |  |  | 2G11 ¦ 2G11 | 3000 K | Warm White (WW) | 0.345 A |  |  | Yes | 25 kWh | [81 empty] | ADAM-86335 | https://www.assets.signify.com/is/image/Signify/d5012c24f71b40fe88a3a4a300cc7098 | ADAM-20151210194422735 | https://www.assets.signify.com/is/content/PhilipsLighting/fp927903208370-pss-global | ADAM-3598 | https://www.assets.signify.com/is/image/PhilipsLighting/cd3052c1ef0c49afa25aa4a300cc8298 | [18 empty] | ADAM-bec085eb813d462abe0dadaa00ed9213 | https://www.assets.signify.com/is/content/Signify/6d1b6f1fd2024dfaa00badaa00ed947a | [14 empty] | G | 1800 lumen |  | 830 ¦ CCT of 3000K | 82 | 3000 K | 24.2 W | 75 lm/W |  |  | 1800 lumen |  | 24.2 W | [6 empty] | https://www.lighting.philips.com/link/927903208370_EU/prd/aa/en
FP-927903286570 | MASTER PL-L 24W/865/4P 1CT/25 | 927903286570 | 2001-12-07 00:00:00 | 2.0 mg |  |  |  |  | 2G11 ¦ 2G11 | 6500 K | Cool Daylight | 0.345 A |  |  | Yes | 25 kWh | [81 empty] | ADAM-86335 | https://www.assets.signify.com/is/image/Signify/d5012c24f71b40fe88a3a4a300cc7098 | ADAM-20151210220246912 | https://www.assets.signify.com/is/content/PhilipsLighting/fp927903286570-pss-global | ADAM-3598 | https://www.assets.signify.com/is/image/PhilipsLighting/cd3052c1ef0c49afa25aa4a300cc8298 | [18 empty] | ADAM-d206b2cefea24112b22badaa00fb8596 | https://www.assets.signify.com/is/content/Signify/a751b598bc3f444fa220adaa00fb869c | [14 empty] | G | 1750 lumen |  | 865 ¦ CCT of 6500K | 80 | 6500 K | 24.2 W | 73 lm/W |  |  | 1750 lumen |  | 24.2 W | [6 empty] | https://www.lighting.philips.com/link/927903286570_EU/prd/aa/en
FP-927903408270 | MASTER PL-L 36W/827/4P 1CT/25 | 927903408270 | 2001-12-07 00:00:00 | 2.0 mg |  |  |  |  | 2G11 ¦ 2G11 | 2700 K | Incandescent White | 0.435 A |  |  | Yes | 37 kWh | [81 empty] | ADAM-86336 | https://www.assets.signify.com/is/image/Signify/2287f5173dfe493b87caa4a300cc73b4 | ADAM-20151210195302804 | https://www.assets.signify.com/is/content/PhilipsLighting/fp927903408270-pss-global | ADAM-3598 | https://www.assets.signify.com/is/image/PhilipsLighting/cd3052c1ef0c49afa25aa4a300cc8298 | [18 empty] | ADAM-50a77b68261f42e692deadaa00fbd56f | https://www.assets.signify.com/is/content/Signify/b32d79712d374aeebd43adaa00fbd67f | [14 empty] | G | 2850 lumen |  | 827 ¦ CCT of 2700K | 82 | 2700 K | 36.3 W | 81 lm/W |  |  | 2850 lumen |  | 36.3 W | [6 empty] | https://www.lighting.philips.com/link/927903408270_EU/prd/aa/en
FP-927903408470 | MASTER PL-L 36W/840/4P 1CT/25 | 927903408470 | 2001-12-07 00:00:00 | 2.0 mg |  |  |  |  | 2G11 ¦ 2G11 | 4000 K | Cool White (CW) | 0.435 A |  |  | Yes | 37 kWh | [81 empty] | ADAM-86336 | https://www.assets.signify.com/is/image/Signify/2287f5173dfe493b87caa4a300cc73b4 | ADAM-20151210223913059 | https://www.assets.signify.com/is/content/PhilipsLighting/fp927903408470-pss-global | ADAM-3598 | https://www.assets.signify.com/is/image/PhilipsLighting/cd3052c1ef0c49afa25aa4a300cc8298 | [18 empty] | ADAM-d6a7e0a529914aceb36cadaa00fc17ba | https://www.assets.signify.com/is/content/Signify/08cda0f27b4043f9826cadaa00fc18d3 | [14 empty] | G | 2850 lumen |  | 840 ¦ CCT of 4000K | 80 | 4000 K | 36.3 W | 81 lm/W |  |  | 2850 lumen |  | 36.3 W | [6 empty] | https://www.lighting.philips.com/link/927903408470_EU/prd/aa/en
FP-927903883040 | MASTER PL-C 10W/830/2P 1CT/5X10BOX | 927903883040 | 2012-05-10 00:00:00 | 1.4 mg |  |  |  |  | G24D-1 ¦ G24d-1 | 3000 K | Warm White (WW) | 0.190 A |  |  | No | 11 kWh | [81 empty] | ADAM-85845 | https://www.assets.signify.com/is/image/Signify/a2380cef908a4877bc3ea4a300cb4737 | ADAM-20151210152142269 | https://www.assets.signify.com/is/content/PhilipsLighting/fp927903883040-pss-global | ADAM-3546 | https://www.assets.signify.com/is/image/PhilipsLighting/307c1d48dac54006a5f4a4a300cb5953 | [18 empty] | ADAM-21ff2f8a71a4406ba33dadad0043822d | https://www.assets.signify.com/is/content/Signify/092fa6615a814fc89892adad00438300 | [14 empty] | G | 600 lumen |  | 830 ¦ CCT of 3000K | 82 | 3000 K | 10.4 W | 60 lm/W |  |  | 600 lumen |  | 10.4 W | [6 empty] | https://www.lighting.philips.com/link/927903883040_EU/prd/aa/en
FP-927904784014 | MASTER PL-L Xtra 36W/840/4P 1CT/25 | 927904784014 | 2005-11-17 00:00:00 | 3.0 mg |  |  |  |  | 2G11 ¦ 2G11 | 4000 K | Cool White (CW) | 0.435 A |  |  | Yes | 37 kWh | [81 empty] | ADAM-87036 | https://www.assets.signify.com/is/image/Signify/a9420e639bfe440baae4a4a300ccdfb7 | ADAM-20151211022252477 | https://www.assets.signify.com/is/content/PhilipsLighting/fp927904784014-pss-global | ADAM-3607 | https://www.assets.signify.com/is/image/PhilipsLighting/5cf2babdc392415292c4a4a300ccf255 | [18 empty] | ADAM-0d4ff42bb91c43449092adaa00fc6825 | https://www.assets.signify.com/is/content/Signify/623af888c947401eaa72adaa00fc6940 | [14 empty] | G | 2800 lumen |  | 840 ¦ CCT of 4000K | 80 | 4000 K | 36.3 W | 81 lm/W |  |  | 2800 lumen |  | 36.3 W | [6 empty] | https://www.lighting.philips.com/link/927904784014_EU/prd/aa/en
FP-927904882740 | MASTER PL-C 13W/827/2P 1CT/5X10BOX | 927904882740 | 2012-05-14 00:00:00 | 1.4 mg |  |  |  |  | G24D-1 ¦ G24d-1 | 2700 K | Incandescent White | 0.170 A |  |  | No | 14 kWh | [81 empty] | ADAM-86329 | https://www.assets.signify.com/is/image/Signify/814813277313434886bfa4a300cb4af8 | ADAM-20151211070459121 | https://www.assets.signify.com/is/content/PhilipsLighting/fp927904882740-pss-global | ADAM-3546 | https://www.assets.signify.com/is/image/PhilipsLighting/307c1d48dac54006a5f4a4a300cb5953 | [18 empty] | ADAM-4e670be884434c928d65adad00441ecf | https://www.assets.signify.com/is/content/Signify/36c241aa300b43ad8291adad00442020 | [14 empty] | G | 925 lumen |  | 827 ¦ CCT of 2700K | 82 | 2700 K | 13.8 W | 69 lm/W |  |  | 925 lumen |  | 13.8 W | [6 empty] | https://www.lighting.philips.com/link/927904882740_EU/prd/aa/en
FP-927904883040 | MASTER PL-C 13W/830/2P 1CT/5X10BOX | 927904883040 | 2012-05-14 00:00:00 | 1.4 mg |  |  |  |  | G24D-1 ¦ G24d-1 | 3000 K | Warm White (WW) | 0.170 A |  |  | No | 14 kWh | [81 empty] | ADAM-86329 | https://www.assets.signify.com/is/image/Signify/814813277313434886bfa4a300cb4af8 | ADAM-20151211140043998 | https://www.assets.signify.com/is/content/PhilipsLighting/fp927904883040-pss-global | ADAM-3546 | https://www.assets.signify.com/is/image/PhilipsLighting/307c1d48dac54006a5f4a4a300cb5953 | [18 empty] | ADAM-c2a0d8dbddc74a12b07dadad004473de | https://www.assets.signify.com/is/content/Signify/4cfc6002a3ca4c6e9bf8adad0044751d | [14 empty] | G | 925 lumen |  | 830 ¦ CCT of 3000K | 82 | 3000 K | 13.8 W | 69 lm/W |  |  | 925 lumen |  | 13.8 W | [6 empty] | https://www.lighting.philips.com/link/927904883040_EU/prd/aa/en
FP-927904884040 | MASTER PL-C 13W/840/2P 1CT/5X10BOX | 927904884040 | 2012-05-14 00:00:00 | 1.4 mg |  |  |  |  | G24D-1 ¦ G24d-1 | 4000 K | Cool White (CW) | 0.170 A |  |  | No | 14 kWh | [81 empty] | ADAM-86329 | https://www.assets.signify.com/is/image/Signify/814813277313434886bfa4a300cb4af8 | ADAM-20151211142851926 | https://www.assets.signify.com/is/content/PhilipsLighting/fp927904884040-pss-global | ADAM-3546 | https://www.assets.signify.com/is/image/PhilipsLighting/307c1d48dac54006a5f4a4a300cb5953 | [18 empty] | ADAM-c6327d6eaf3643b787fbadad0044eccc | https://www.assets.signify.com/is/content/Signify/605cd210701143eba6d3adad0044f014 | [14 empty] | G | 925 lumen |  | 840 ¦ CCT of 4000K | 80 | 4000 K | 13.8 W | 69 lm/W |  |  | 925 lumen |  | 13.8 W | [6 empty] | https://www.lighting.philips.com/link/927904884040_EU/prd/aa/en
FP-927905782740 | MASTER PL-C 18W/827/2P 1CT/5X10BOX | 927905782740 | 2012-05-25 00:00:00 | 1.4 mg |  |  |  |  | G24D-2 ¦ G24d-2 | 2700 K | Incandescent White | 0.230 A |  |  | No | 19 kWh | [81 empty] | ADAM-86330 | https://www.assets.signify.com/is/image/Signify/3c912df21464476aa609a4a300cb4f5e | ADAM-20151210194736299 | https://www.assets.signify.com/is/content/PhilipsLighting/fp927905782740-pss-global | ADAM-3546 | https://www.assets.signify.com/is/image/PhilipsLighting/307c1d48dac54006a5f4a4a300cb5953 | [18 empty] | ADAM-6309fa856a514b61969cadad0045ac2a | https://www.assets.signify.com/is/content/Signify/22296022891f4b279686adad0045adf5 | [14 empty] | G | 1200 lumen |  | 827 ¦ CCT of 2700K | 82 | 2700 K | 18.3 W | 67 lm/W |  |  | 1200 lumen |  | 18.3 W | [6 empty] | https://www.lighting.philips.com/link/927905782740_EU/prd/aa/en
FP-927905786540 | MASTER PL-C 18W/865/2P 1CT/5X10BOX | 927905786540 | 2012-05-14 00:00:00 | 1.4 mg |  |  |  |  | G24D-2 ¦ G24d-2 | 6500 K | Cool Daylight | 0.230 A |  |  | No | 19 kWh | [81 empty] | ADAM-86330 | https://www.assets.signify.com/is/image/Signify/3c912df21464476aa609a4a300cb4f5e | ADAM-20151210213350432 | https://www.assets.signify.com/is/content/PhilipsLighting/fp927905786540-pss-global | ADAM-3546 | https://www.assets.signify.com/is/image/PhilipsLighting/307c1d48dac54006a5f4a4a300cb5953 | [18 empty] | ADAM-d6a9e585f9544e3eb44eadad0046b97a | https://www.assets.signify.com/is/content/Signify/b949289620da44b58554adad0046ba57 | [14 empty] | G | 1150 lumen |  | 865 ¦ CCT of 6500K | 80 | 6500 K | 18.3 W | 67 lm/W |  |  | 1150 lumen |  | 18.3 W | [6 empty] | https://www.lighting.philips.com/link/927905786540_EU/prd/aa/en
FP-927906182740 | MASTER PL-C 26W/827/2P 1CT/5X10BOX | 927906182740 | 2012-05-15 00:00:00 | 1.4 mg |  |  |  |  | G24D-3 ¦ G24d-3 | 2700 K | Incandescent White | 0.335 A |  |  | No | 27 kWh | [81 empty] | ADAM-86331 | https://www.assets.signify.com/is/image/Signify/ad7e8144f11641a6a04ca4a300cb5521 | ADAM-20151211122352899 | https://www.assets.signify.com/is/content/PhilipsLighting/fp927906182740-pss-global | ADAM-3546 | https://www.assets.signify.com/is/image/PhilipsLighting/307c1d48dac54006a5f4a4a300cb5953 | [18 empty] | ADAM-bcb9bb46c262476ea19badad00470a86 | https://www.assets.signify.com/is/content/Signify/fc6af8d68d2244fc948aadad00470ba4 | [14 empty] | G | 1800 lumen |  | 827 ¦ CCT of 2700K | 81 | 2700 K | 26.5 W | 68 lm/W |  |  | 1800 lumen |  | 26.5 W | [6 empty] | https://www.lighting.philips.com/link/927906182740_EU/prd/aa/en
FP-927906183040 | MASTER PL-C 26W/830/2P 1CT/5X10BOX | 927906183040 | 2012-05-15 00:00:00 | 1.4 mg |  |  |  |  | G24D-3 ¦ G24d-3 | 3000 K | Warm White (WW) | 0.335 A |  |  | No | 27 kWh | [81 empty] | ADAM-86331 | https://www.assets.signify.com/is/image/Signify/ad7e8144f11641a6a04ca4a300cb5521 | ADAM-20151210234205289 | https://www.assets.signify.com/is/content/PhilipsLighting/fp927906183040-pss-global | ADAM-3546 | https://www.assets.signify.com/is/image/PhilipsLighting/307c1d48dac54006a5f4a4a300cb5953 | [18 empty] | ADAM-335b1681751943838835adad00477f1b | https://www.assets.signify.com/is/content/Signify/e4caeb0392e84075b859adad0047805a | [14 empty] | G | 1800 lumen |  | 830 ¦ CCT of 3000K | 81 | 3000 K | 26.5 W | 68 lm/W |  |  | 1800 lumen |  | 26.5 W | [6 empty] | https://www.lighting.philips.com/link/927906183040_EU/prd/aa/en
FP-927906383014 | MASTER PL-C Xtra 26W/830/4P 1CT/5X10BOX | 927906383014 | 2005-12-20 00:00:00 | 3.0 mg |  |  |  |  | G24Q-3 ¦ G24q-3 | 3000 K | Warm White (WW) | 0.300 A |  |  | Yes | 28 kWh | [81 empty] | ADAM-87035 | https://www.assets.signify.com/is/image/Signify/6581fa8fa6544652b502a4a300cc2b8f | ADAM-20151211200715564 | https://www.assets.signify.com/is/content/PhilipsLighting/fp927906383014-pss-global | ADAM-3573 | https://www.assets.signify.com/is/image/PhilipsLighting/2d8a45d23d41456ca327a4a300cc2e45 | [18 empty] | ADAM-2c9b22157e2445339943adad00493cf6 | https://www.assets.signify.com/is/content/Signify/1048411fa67542cca7f4adad00493e69 | [14 empty] | G | 1800 lumen |  | 830 ¦ CCT of 3000K | 82 | 3000 K | 27.5 W | 75 lm/W |  |  | 1800 lumen |  | 27.5 W | [6 empty] | https://www.lighting.philips.com/link/927906383014_EU/prd/aa/en
FP-927906384014 | MASTER PL-C Xtra 26W/840/4P 1CT/5X10BOX | 927906384014 | 2005-12-20 00:00:00 | 3.0 mg |  |  |  |  | G24Q-3 ¦ G24q-3 | 4000 K | Cool White (CW) | 0.300 A |  |  | Yes | 28 kWh | [81 empty] | ADAM-87035 | https://www.assets.signify.com/is/image/Signify/6581fa8fa6544652b502a4a300cc2b8f | ADAM-20151211014254906 | https://www.assets.signify.com/is/content/PhilipsLighting/fp927906384014-pss-global | ADAM-3573 | https://www.assets.signify.com/is/image/PhilipsLighting/2d8a45d23d41456ca327a4a300cc2e45 | [18 empty] | ADAM-65f22bf4bb794eaca58aadad0049ca8a | https://www.assets.signify.com/is/content/Signify/3e5e4f7e9d324126baacadad0049cdfb | [14 empty] | G | 1800 lumen |  | 840 ¦ CCT of 4000K | 80 | 4000 K | 27.5 W | 75 lm/W |  |  | 1800 lumen |  | 27.5 W | [6 empty] | https://www.lighting.philips.com/link/927906384014_EU/prd/aa/en
FP-927906484014 | MASTER PL-C Xtra 18W/840/2P 1CT/5X10BOX | 927906484014 | 2006-01-10 00:00:00 | 3.0 mg |  |  |  |  | G24D-2 ¦ G24d-2 | 4000 K | Cool White (CW) | 0.220 A |  |  | No | 22 kWh | [81 empty] | ADAM-87032 | https://www.assets.signify.com/is/image/Signify/a26c099f37f94fa5ba8aa4a300cb8873 | ADAM-20151210213507009 | https://www.assets.signify.com/is/content/PhilipsLighting/fp927906484014-pss-global | ADAM-3553 | https://www.assets.signify.com/is/image/PhilipsLighting/944e6ace421f4360a770a4a300cb8e76 | [35 empty] | 1200 lumen |  | 840 ¦ CCT of 4000K | 82 | 4000 K | 17.9 W | 67 lm/W |  |  | 1200 lumen |  | 17.9 W | [6 empty] | https://www.lighting.philips.com/link/927906484014_EU/prd/aa/en
FP-927906583014 | MASTER PL-C Xtra 18W/830/4P 1CT/5X10BOX | 927906583014 | 2006-01-10 00:00:00 | 3.0 mg |  |  |  |  | G24Q-2 ¦ G24q-2 | 3000 K | Warm White (WW) | 0.210 A |  |  | Yes | 19 kWh | [81 empty] | ADAM-87034 | https://www.assets.signify.com/is/image/Signify/6d604eb0650342e687c7a4a300cc28da | ADAM-20151210161328409 | https://www.assets.signify.com/is/content/PhilipsLighting/fp927906583014-pss-global | ADAM-3573 | https://www.assets.signify.com/is/image/PhilipsLighting/2d8a45d23d41456ca327a4a300cc2e45 | [18 empty] | ADAM-804c9da6438147a08e41adad004a4947 | https://www.assets.signify.com/is/content/Signify/8fdfa5fc658343148ad4adad004a4a91 | [14 empty] | G | 1200 lumen |  | 830 ¦ CCT of 3000K | 82 | 3000 K | 18.4 W | 73 lm/W |  |  | 1200 lumen |  | 18.4 W | [6 empty] | https://www.lighting.philips.com/link/927906583014_EU/prd/aa/en
FP-927907083040 | MASTER PL-C 10W/830/4P 1CT/5X10BOX | 927907083040 | 2012-05-10 00:00:00 | 1.4 mg |  |  |  |  | G24Q-1 ¦ G24q-1 | 3000 K | Warm White (WW) | 0.190 A |  |  | Yes | 11 kWh | [81 empty] | ADAM-85936 | https://www.assets.signify.com/is/image/Signify/216cfc5e755d4c75884ba4a300cbe998 | ADAM-20151211093024035 | https://www.assets.signify.com/is/content/PhilipsLighting/fp927907083040-pss-global | ADAM-3566 | https://www.assets.signify.com/is/image/PhilipsLighting/11468eb39a8f426d919da4a300cbf9ca | [18 empty] | ADAM-dbf04f9b57654fb9933fadad004b2101 | https://www.assets.signify.com/is/content/Signify/74ca4497fe0448eba535adad004b2215 | [14 empty] | G | 600 lumen |  | 830 ¦ CCT of 3000K | 82 | 3000 K | 10.4 W | 60 lm/W |  |  | 600 lumen |  | 10.4 W | [6 empty] | https://www.lighting.philips.com/link/927907083040_EU/prd/aa/en
FP-927907084040 | MASTER PL-C 10W/840/4P 1CT/5X10BOX | 927907084040 | 2012-05-10 00:00:00 | 1.4 mg |  |  |  |  | G24Q-1 ¦ G24q-1 | 4000 K | Cool White (CW) | 0.190 A |  |  | Yes | 11 kWh | [81 empty] | ADAM-85936 | https://www.assets.signify.com/is/image/Signify/216cfc5e755d4c75884ba4a300cbe998 | ADAM-20151211073325923 | https://www.assets.signify.com/is/content/PhilipsLighting/fp927907084040-pss-global | ADAM-3566 | https://www.assets.signify.com/is/image/PhilipsLighting/11468eb39a8f426d919da4a300cbf9ca | [18 empty] | ADAM-72842aeac2a3480fa930adad004496a1 | https://www.assets.signify.com/is/content/Signify/89e1c426fb014679904cadad00449980 | [14 empty] | G | 600 lumen |  | 840 ¦ CCT of 4000K | 80 | 4000 K | 10.4 W | 60 lm/W |  |  | 600 lumen |  | 10.4 W | [6 empty] | https://www.lighting.philips.com/link/927907084040_EU/prd/aa/en
FP-927907182740 | MASTER PL-C 13W/827/4P 1CT/5X10BOX | 927907182740 | 2012-05-14 00:00:00 | 1.4 mg |  |  |  |  | G24Q-1 ¦ G24q-1 | 2700 K | Incandescent White | 0.170 A |  |  | Yes | 14 kWh | [81 empty] | ADAM-86332 | https://www.assets.signify.com/is/image/Signify/e0082c8026a44206a309a4a300cbeda7 | ADAM-20151210195231264 | https://www.assets.signify.com/is/content/PhilipsLighting/fp927907182740-pss-global | ADAM-3566 | https://www.assets.signify.com/is/image/PhilipsLighting/11468eb39a8f426d919da4a300cbf9ca | [18 empty] | ADAM-c6a39d68d8f541afa692adad0045169f | https://www.assets.signify.com/is/content/Signify/1acfeca9885f483eabb2adad0045187d | [14 empty] | G | 925 lumen |  | 827 ¦ CCT of 2700K | 82 | 2700 K | 13.8 W | 69 lm/W |  |  | 925 lumen |  | 13.8 W | [6 empty] | https://www.lighting.philips.com/link/927907182740_EU/prd/aa/en
FP-927907183040 | MASTER PL-C 13W/830/4P 1CT/5X10BOX | 927907183040 | 2012-05-14 00:00:00 | 1.4 mg |  |  |  |  | G24Q-1 ¦ G24q-1 | 3000 K | Warm White (WW) | 0.170 A |  |  | Yes | 14 kWh | [81 empty] | ADAM-86332 | https://www.assets.signify.com/is/image/Signify/e0082c8026a44206a309a4a300cbeda7 | ADAM-20151211155141559 | https://www.assets.signify.com/is/content/PhilipsLighting/fp927907183040-pss-global | ADAM-3566 | https://www.assets.signify.com/is/image/PhilipsLighting/11468eb39a8f426d919da4a300cbf9ca | [18 empty] | ADAM-0ba703e1a99a49f2aac9adad00456807 | https://www.assets.signify.com/is/content/Signify/383d692c04f844caab1cadad004569ad | [14 empty] | G | 925 lumen |  | 830 ¦ CCT of 3000K | 82 | 3000 K | 13.8 W | 72 lm/W |  |  | 925 lumen |  | 13.8 W | [6 empty] | https://www.lighting.philips.com/link/927907183040_EU/prd/aa/en
FP-927907184040 | MASTER PL-C 13W/840/4P 1CT/5X10BOX | 927907184040 | 2012-05-14 00:00:00 | 1.4 mg |  |  |  |  | G24Q-1 ¦ G24q-1 | 4000 K | Cool White (CW) | 0.170 A |  |  | Yes | 14 kWh | [81 empty] | ADAM-86332 | https://www.assets.signify.com/is/image/Signify/e0082c8026a44206a309a4a300cbeda7 | ADAM-20151211073131604 | https://www.assets.signify.com/is/content/PhilipsLighting/fp927907184040-pss-global | ADAM-3566 | https://www.assets.signify.com/is/image/PhilipsLighting/11468eb39a8f426d919da4a300cbf9ca | [18 empty] | ADAM-9deb1b75b81342cfb40fadad0045cbe8 | https://www.assets.signify.com/is/content/Signify/ab4b708cdb134e6ea8f3adad0045cd81 | [14 empty] | G | 925 lumen |  | 840 ¦ CCT of 4000K | 80 | 4000 K | 13.8 W | 69 lm/W |  |  | 925 lumen |  | 13.8 W | [6 empty] | https://www.lighting.philips.com/link/927907184040_EU/prd/aa/en
FP-927907282740 | MASTER PL-C 18W/827/4P 1CT/5X10BOX | 927907282740 | 2012-05-15 00:00:00 | 1.4 mg |  |  |  |  | G24Q-2 ¦ G24q-2 | 2700 K | Incandescent White | 0.230 A |  |  | Yes | 19 kWh | [81 empty] | ADAM-86333 | https://www.assets.signify.com/is/image/Signify/1357efc22df14bb38b1ea4a300cbf212 | ADAM-20151211022153633 | https://www.assets.signify.com/is/content/PhilipsLighting/fp927907282740-pss-global | ADAM-3566 | https://www.assets.signify.com/is/image/PhilipsLighting/11468eb39a8f426d919da4a300cbf9ca | [18 empty] | ADAM-81966140a3f4494b82c8adad00462c80 | https://www.assets.signify.com/is/content/Signify/30ff326d4bdd45aaa7d8adad00462e67 | [14 empty] | G | 1200 lumen |  | 827 ¦ CCT of 2700K | 82 | 2700 K | 18.4 W | 67 lm/W |  |  | 1200 lumen |  | 18.4 W | [6 empty] | https://www.lighting.philips.com/link/927907282740_EU/prd/aa/en
FP-927907283040 | MASTER PL-C 18W/830/4P 1CT/5X10BOX | 927907283040 | 2012-05-15 00:00:00 | 1.4 mg |  |  |  |  | G24Q-2 ¦ G24q-2 | 3000 K | Warm White (WW) | 0.230 A |  |  | Yes | 19 kWh | [81 empty] | ADAM-86333 | https://www.assets.signify.com/is/image/Signify/1357efc22df14bb38b1ea4a300cbf212 | ADAM-20151210225349075 | https://www.assets.signify.com/is/content/PhilipsLighting/fp927907283040-pss-global | ADAM-3566 | https://www.assets.signify.com/is/image/PhilipsLighting/11468eb39a8f426d919da4a300cbf9ca | [18 empty] | ADAM-a3ca00d338cc4578bba5adad00468909 | https://www.assets.signify.com/is/content/Signify/4a724d6abf7a45f8ab2cadad004689e1 | [14 empty] | G | 1200 lumen |  | 830 ¦ CCT of 3000K | 82 | 3000 K | 18.4 W | 67 lm/W |  |  | 1200 lumen |  | 18.4 W | [6 empty] | https://www.lighting.philips.com/link/927907283040_EU/prd/aa/en
FP-927907284040 | MASTER PL-C 18W/840/4P 1CT/5X10BOX | 927907284040 | 2012-05-15 00:00:00 | 1.4 mg |  |  |  |  | G24Q-2 ¦ G24q-2 | 4000 K | Cool White (CW) | 0.230 A |  |  | Yes | 19 kWh | [81 empty] | ADAM-86333 | https://www.assets.signify.com/is/image/Signify/1357efc22df14bb38b1ea4a300cbf212 | ADAM-20151211190449795 | https://www.assets.signify.com/is/content/PhilipsLighting/fp927907284040-pss-global | ADAM-3566 | https://www.assets.signify.com/is/image/PhilipsLighting/11468eb39a8f426d919da4a300cbf9ca | [18 empty] | ADAM-09c53fc26533470e813cadad0046d8c6 | https://www.assets.signify.com/is/content/Signify/c69a66373cec4277a5e6adad0046d9d2 | [14 empty] | G | 1200 lumen |  | 840 ¦ CCT of 4000K | 80 | 4000 K | 18.4 W | 67 lm/W |  |  | 1200 lumen |  | 18.4 W | [6 empty] | https://www.lighting.philips.com/link/927907284040_EU/prd/aa/en
FP-927907382740 | MASTER PL-C 26W/827/4P 1CT/5X10BOX | 927907382740 | 2012-05-15 00:00:00 | 1.4 mg |  |  |  |  | G24Q-3 ¦ G24q-3 | 2700 K | Incandescent White | 0.335 A |  |  | Yes | 28 kWh | [81 empty] | ADAM-86334 | https://www.assets.signify.com/is/image/Signify/f04e53c360be40418ad6a4a300cbf5ea | ADAM-20151211014648705 | https://www.assets.signify.com/is/content/PhilipsLighting/fp927907382740-pss-global | ADAM-3566 | https://www.assets.signify.com/is/image/PhilipsLighting/11468eb39a8f426d919da4a300cbf9ca | [18 empty] | ADAM-837521fb246b40f6a34fadad004741e9 | https://www.assets.signify.com/is/content/Signify/bce7db09d91049ab8eaaadad00474399 | [14 empty] | G | 1800 lumen |  | 827 ¦ CCT of 2700K | 81 | 2700 K | 27.4 W | 67 lm/W |  |  | 1800 lumen |  | 27.4 W | [6 empty] | https://www.lighting.philips.com/link/927907382740_EU/prd/aa/en
FP-927907383040 | MASTER PL-C 26W/830/4P 1CT/5X10BOX | 927907383040 | 2012-05-15 00:00:00 | 1.4 mg |  |  |  |  | G24Q-3 ¦ G24q-3 | 3000 K | Warm White (WW) | 0.335 A |  |  | Yes | 28 kWh | [81 empty] | ADAM-86334 | https://www.assets.signify.com/is/image/Signify/f04e53c360be40418ad6a4a300cbf5ea | ADAM-20151211191148044 | https://www.assets.signify.com/is/content/PhilipsLighting/fp927907383040-pss-global | ADAM-3566 | https://www.assets.signify.com/is/image/PhilipsLighting/11468eb39a8f426d919da4a300cbf9ca | [18 empty] | ADAM-63c821c43f6449ab83caadad0047abd7 | https://www.assets.signify.com/is/content/Signify/a82553d4ba4c4c5dbc62adad0047aefe | [14 empty] | G | 1800 lumen |  | 830 ¦ CCT of 3000K | 81 | 3000 K | 27.4 W | 67 lm/W |  |  | 1800 lumen |  | 27.4 W | [6 empty] | https://www.lighting.philips.com/link/927907383040_EU/prd/aa/en
FP-927907384040 | MASTER PL-C 26W/840/4P 1CT/5X10BOX | 927907384040 | 2012-05-15 00:00:00 | 1.4 mg |  |  |  |  | G24Q-3 ¦ G24q-3 | 4000 K | Cool White (CW) | 0.335 A |  |  | Yes | 28 kWh | [81 empty] | ADAM-86334 | https://www.assets.signify.com/is/image/Signify/f04e53c360be40418ad6a4a300cbf5ea | ADAM-20151210212315777 | https://www.assets.signify.com/is/content/PhilipsLighting/fp927907384040-pss-global | ADAM-3566 | https://www.assets.signify.com/is/image/PhilipsLighting/11468eb39a8f426d919da4a300cbf9ca | [18 empty] | ADAM-cae32b596c89470d999eadad00480b2a | https://www.assets.signify.com/is/content/Signify/1f43be47b82c4d8091ddadad00480c30 | [14 empty] | G | 1800 lumen |  | 840 ¦ CCT of 4000K | 80 | 4000 K | 27.4 W | 67 lm/W |  |  | 1800 lumen |  | 27.4 W | [6 empty] | https://www.lighting.philips.com/link/927907384040_EU/prd/aa/en
FP-927907584015 | MASTER PL-L XTRA 24W/840/4P 1CT/25 | 927907584015 | 2007-12-21 00:00:00 | 3.0 mg |  |  |  |  | 2G11 ¦ 2G11 | 4000 K | Cool White (CW) | 0.345 A |  |  | Yes | 25 kWh | [81 empty] | ADAM-87200 | https://www.assets.signify.com/is/image/Signify/f3137c782225470a9347a4a300ccdb06 | ADAM-20151211025209514 | https://www.assets.signify.com/is/content/PhilipsLighting/fp927907584015-pss-global | ADAM-3607 | https://www.assets.signify.com/is/image/PhilipsLighting/5cf2babdc392415292c4a4a300ccf255 | [18 empty] | ADAM-c2c277de18cd45428dd1adaa00eea4eb | https://www.assets.signify.com/is/content/Signify/541b80fecaf04fdca64badaa00eea6ae | [14 empty] | G | 1800 lumen |  | 840 ¦ CCT of 4000K | 80 | 4000 K | 24.3 W | 75 lm/W |  |  | 1800 lumen |  | 24.3 W | [6 empty] | https://www.lighting.philips.com/link/927907584015_EU/prd/aa/en
FP-927908708370 | MASTER PL-L 55W/830/4P 1CT/25 | 927908708370 | 2001-12-07 00:00:00 | 2.0 mg |  |  |  |  | 2G11 ¦ 2G11 | 3000 K | Warm White (WW) | 0.525 A |  |  | Yes | 56 kWh | [81 empty] | ADAM-86338 | https://www.assets.signify.com/is/image/Signify/c3bcd40a8cdb4fce9d4ba4a300cc7b25 | ADAM-20151211020720761 | https://www.assets.signify.com/is/content/PhilipsLighting/fp927908708370-pss-global | ADAM-3598 | https://www.assets.signify.com/is/image/PhilipsLighting/cd3052c1ef0c49afa25aa4a300cc8298 | [18 empty] | ADAM-b1eb3997d9084099bc16adaa00fd448f | https://www.assets.signify.com/is/content/Signify/47bfc5c14a5a43f6a880adaa00fd4591 | [14 empty] | G | 4700 lumen |  | 830 ¦ CCT of 3000K | 82 | 3000 K | 55.3 W | 87 lm/W |  |  | 4700 lumen |  | 55.3 W | [6 empty] | https://www.lighting.philips.com/link/927908708370_EU/prd/aa/en
FP-927908786570 | MASTER PL-L 55W/865/4P 1CT/25 | 927908786570 | 2002-04-04 00:00:00 | 2.0 mg |  |  |  |  | 2G11 ¦ 2G11 | 6500 K | Cool Daylight | 0.525 A |  |  | Yes | 56 kWh | [81 empty] | ADAM-86338 | https://www.assets.signify.com/is/image/Signify/c3bcd40a8cdb4fce9d4ba4a300cc7b25 | ADAM-20151211044451999 | https://www.assets.signify.com/is/content/PhilipsLighting/fp927908786570-pss-global | ADAM-3598 | https://www.assets.signify.com/is/image/PhilipsLighting/cd3052c1ef0c49afa25aa4a300cc8298 | [18 empty] | ADAM-d34fa74db881429da82fadaa01095446 | https://www.assets.signify.com/is/content/Signify/9533bec4403f49619ae9adaa010955c6 | [14 empty] | G | 4600 lumen |  | 865 ¦ CCT of 6500K | 80 | 6500 K | 55.3 W | 82 lm/W |  |  | 4600 lumen |  | 55.3 W | [6 empty] | https://www.lighting.philips.com/link/927908786570_EU/prd/aa/en
FP-927912584014 | MASTER PL-T Xtra 32W/840/4P 1CT/5X10BOX | 927912584014 | 2005-11-17 00:00:00 | 3.0 mg |  |  |  |  | GX24Q-3 ¦ GX24q-3 | 4000 K | Cool White (CW) | 0.320 A |  |  | Yes | 32 kWh | [81 empty] | ADAM-87038 | https://www.assets.signify.com/is/image/Signify/835fbdfa7c8b4a49a223a4a300cf8a93 | ADAM-20151211034438468 | https://www.assets.signify.com/is/content/PhilipsLighting/fp927912584014-pss-global | ADAM-3685 | https://www.assets.signify.com/is/image/PhilipsLighting/a65f1bfe96e04d3e91f8a4a300cf99d7 | [18 empty] | ADAM-5d2ad7b7f7e448638a15adad005af5c8 | https://www.assets.signify.com/is/content/Signify/6747d01168ca4443b882adad005af76e | [14 empty] | G | 2300 lumen |  | 840 ¦ CCT of 4000K | 80 | 4000 K | 32.0 W | 75 lm/W |  |  | 2300 lumen |  | 32.0 W | [6 empty] | https://www.lighting.philips.com/link/927912584014_EU/prd/aa/en
FP-927912684014 | MASTER PL-T Xtra 42W/840/4P 1CT/5X10BOX | 927912684014 | 2005-11-17 00:00:00 | 3.0 mg |  |  |  |  | GX24Q-4 ¦ GX24q-4 | 4000 K | Cool White (CW) | 0.320 A |  |  | Yes | 42 kWh | [81 empty] | ADAM-87039 | https://www.assets.signify.com/is/image/Signify/3cd573e8a29f4a44a150a4a300cf8e6b | ADAM-20151210203317094 | https://www.assets.signify.com/is/content/PhilipsLighting/fp927912684014-pss-global | ADAM-3686 | https://www.assets.signify.com/is/image/PhilipsLighting/3af4596e2a7d42dca01da4a300cf9d5d | [18 empty] | ADAM-a642a2711c384180b4e7adad004e2b0d | https://www.assets.signify.com/is/content/Signify/8c2e3ed7b0d94fbcb533adad004e2d4e | [14 empty] | G | 3000 lumen |  | 840 ¦ CCT of 4000K | 80 | 4000 K | 42.0 W | 74 lm/W |  |  | 3000 lumen |  | 42.0 W | [6 empty] | https://www.lighting.philips.com/link/927912684014_EU/prd/aa/en
FP-927914383071 | MASTER PL-T 18W/830/2P 1CT/5X10BOX | 927914383071 | 2003-07-24 00:00:00 | 1.4 mg |  |  |  |  | GX24D-2 ¦ GX24d-2 | 3000 K | Warm White (WW) | 0.225 A |  |  | No | 18 kWh | [81 empty] | ADAM-86495 | https://www.assets.signify.com/is/image/Signify/6c09383efc644baaa6d2a4a300cf0819 | ADAM-20151211043316758 | https://www.assets.signify.com/is/content/PhilipsLighting/fp927914383071-pss-global | ADAM-91094 | https://www.assets.signify.com/is/image/PhilipsLighting/c16418362b1f4917b8dda4a300cf1ea0 | [18 empty] | ADAM-0ae9dd038ee4444ca43cadad005b8b1e | https://www.assets.signify.com/is/content/Signify/d5a75643cf334bb1bc19adad005b8d97 | [14 empty] | G | 1150 lumen |  | 830 ¦ CCT of 3000K | 80 | 3000 K | 18.0 W |  |  |  | 1150 lumen |  | 18.0 W | [6 empty] | https://www.lighting.philips.com/link/927914383071_EU/prd/aa/en
FP-927914384071 | MASTER PL-T 18W/840/2P 1CT/5X10BOX | 927914384071 | 2003-07-24 00:00:00 | 1.4 mg |  |  |  |  | GX24D-2 ¦ GX24d-2 | 4000 K | Cool White (CW) | 0.225 A |  |  | No | 18 kWh | [81 empty] | ADAM-86495 | https://www.assets.signify.com/is/image/Signify/6c09383efc644baaa6d2a4a300cf0819 | ADAM-20151210203648973 | https://www.assets.signify.com/is/content/PhilipsLighting/fp927914384071-pss-global | ADAM-91094 | https://www.assets.signify.com/is/image/PhilipsLighting/c16418362b1f4917b8dda4a300cf1ea0 | [18 empty] | ADAM-c62cc5409eef4c068b58adad004e93dc | https://www.assets.signify.com/is/content/Signify/c2a8e4f91d71411988e7adad004e9568 | [14 empty] | G | 1150 lumen |  | 840 ¦ CCT of 4000K | 80 | 4000 K | 18.0 W |  |  |  | 1150 lumen |  | 18.0 W | [6 empty] | https://www.lighting.philips.com/link/927914384071_EU/prd/aa/en
FP-927914483071 | MASTER PL-T 18W/830/4P 1CT/5X10BOX | 927914483071 | 2003-07-24 00:00:00 | 1.4 mg |  |  |  |  | GX24Q-2 ¦ GX24q-2 | 3000 K | Warm White (WW) | 0.225 A |  |  | Yes | 18 kWh | [81 empty] | ADAM-86496 | https://www.assets.signify.com/is/image/Signify/00bef0ed3038471b96f2a4a300cfe2ef | ADAM-20151211014644252 | https://www.assets.signify.com/is/content/PhilipsLighting/fp927914483071-pss-global | ADAM-3701 | https://www.assets.signify.com/is/image/PhilipsLighting/24ad79422ee14074b3cda4a300cff8bf | [18 empty] | ADAM-e3428f614ed440078ca7adad004efedc | https://www.assets.signify.com/is/content/Signify/36b66ea7af9648c8868aadad004f011d | [14 empty] | G | 1150 lumen |  | 830 ¦ CCT of 3000K | 80 | 3000 K | 18.0 W |  |  |  | 1150 lumen |  | 18.0 W | [6 empty] | https://www.lighting.philips.com/link/927914483071_EU/prd/aa/en
FP-927914484071 | MASTER PL-T 18W/840/4P 1CT/5X10BOX | 927914484071 | 2003-07-24 00:00:00 | 1.4 mg |  |  |  |  | GX24Q-2 ¦ GX24q-2 | 4000 K | Cool White (CW) | 0.210 A |  |  | Yes | 18 kWh | [81 empty] | ADAM-86496 | https://www.assets.signify.com/is/image/Signify/00bef0ed3038471b96f2a4a300cfe2ef | ADAM-20151211092839704 | https://www.assets.signify.com/is/content/PhilipsLighting/fp927914484071-pss-global | ADAM-3701 | https://www.assets.signify.com/is/image/PhilipsLighting/24ad79422ee14074b3cda4a300cff8bf | [18 empty] | ADAM-eb1c8ef0e8c64733bbbaadad005bfbe6 | https://www.assets.signify.com/is/content/Signify/46ff645997b54807b48cadad005bfdb7 | [14 empty] | G | 1150 lumen |  | 840 ¦ CCT of 4000K | 80 | 4000 K | 18.0 W |  |  |  | 1150 lumen |  | 18.0 W | [6 empty] | https://www.lighting.philips.com/link/927914484071_EU/prd/aa/en
FP-927914782771 | MASTER PL-T 32W/827/4P 1CT/5X10BOX | 927914782771 | 2003-07-24 00:00:00 | 1.4 mg |  |  |  |  | GX24Q-3 ¦ GX24q-3 | 2700 K | Incandescent White | 0.320 A |  |  | Yes | 32 kWh | [81 empty] | ADAM-86503 | https://www.assets.signify.com/is/image/Signify/f76ec85034194da69771a4a300cfeb95 | ADAM-20151210231400093 | https://www.assets.signify.com/is/content/PhilipsLighting/fp927914782771-pss-global | ADAM-3702 | https://www.assets.signify.com/is/image/PhilipsLighting/3500c9b99b164561bab6a4a300cffc64 | [18 empty] | ADAM-0a48f3a4c1cb4af48c07adad00508af0 | https://www.assets.signify.com/is/content/Signify/f4a5286532dd491ab5b0adad00508daf | [14 empty] | G | 2350 lumen |  | 827 ¦ CCT of 2700K | 80 | 2700 K | 32.0 W |  |  |  | 2350 lumen |  | 32.0 W | [6 empty] | https://www.lighting.philips.com/link/927914782771_EU/prd/aa/en
FP-927914784071 | MASTER PL-T 32W/840/4P 1CT/5X10BOX | 927914784071 | 2003-07-24 00:00:00 | 1.4 mg |  |  |  |  | GX24Q-3 ¦ GX24q-3 | 4000 K | Cool White (CW) | 0.320 A |  |  | Yes | 32 kWh | [81 empty] | ADAM-86503 | https://www.assets.signify.com/is/image/Signify/f76ec85034194da69771a4a300cfeb95 | ADAM-20151210225716731 | https://www.assets.signify.com/is/content/PhilipsLighting/fp927914784071-pss-global | ADAM-3702 | https://www.assets.signify.com/is/image/PhilipsLighting/3500c9b99b164561bab6a4a300cffc64 | [18 empty] | ADAM-ee600c8bb02842b798caadad00511e4a | https://www.assets.signify.com/is/content/Signify/6fa5dffbb28944e3a21aadad00512125 | [14 empty] | G | 2350 lumen |  | 840 ¦ CCT of 4000K | 80 | 4000 K | 32.0 W |  |  |  | 2350 lumen |  | 32.0 W | [6 empty] | https://www.lighting.philips.com/link/927914784071_EU/prd/aa/en
FP-927914983071 | MASTER PL-T 57W/830/4P 1CT/5X10BOX | 927914983071 | 2003-07-24 00:00:00 | 1.4 mg |  |  |  |  | GX24Q-5 ¦ GX24q-5 | 3000 K | Warm White (WW) | 0.325 A |  |  | Yes | 54 kWh | [81 empty] | ADAM-86505 | https://www.assets.signify.com/is/image/Signify/070ce932d2c34dae80fba4a300cff2af | ADAM-20151210222817238 | https://www.assets.signify.com/is/content/PhilipsLighting/fp927914983071-pss-global | ADAM-3704 | https://www.assets.signify.com/is/image/PhilipsLighting/36c5ea5a184b4bd29349a4a300d00324 | [18 empty] | ADAM-26164c1e452e4849ab9dadad005d8102 | https://www.assets.signify.com/is/content/Signify/5fd9d273d0b245849c51adad005d8267 | [14 empty] | G | 4000 lumen |  | 830 ¦ CCT of 3000K | 80 | 3000 K | 54.0 W |  |  |  | 4000 lumen |  | 54.0 W | [6 empty] | https://www.lighting.philips.com/link/927914983071_EU/prd/aa/en
FP-927914984071 | MASTER PL-T 57W/840/4P 1CT/5X10BOX | 927914984071 | 2003-07-24 00:00:00 | 1.4 mg |  |  |  |  | GX24Q-5 ¦ GX24q-5 | 4000 K | Cool White (CW) | 0.325 A |  |  | Yes | 54 kWh | [81 empty] | ADAM-86505 | https://www.assets.signify.com/is/image/Signify/070ce932d2c34dae80fba4a300cff2af | ADAM-20151211202157839 | https://www.assets.signify.com/is/content/PhilipsLighting/fp927914984071-pss-global | ADAM-3704 | https://www.assets.signify.com/is/image/PhilipsLighting/36c5ea5a184b4bd29349a4a300d00324 | [18 empty] | ADAM-61100dbfa89049689d5dadad0052cede | https://www.assets.signify.com/is/content/Signify/5a05145078184181914dadad0052d1ef | [14 empty] | G | 4000 lumen |  | 840 ¦ CCT of 4000K | 80 | 4000 K | 54.0 W |  |  |  | 4000 lumen |  | 54.0 W | [6 empty] | https://www.lighting.philips.com/link/927914984071_EU/prd/aa/en
FP-927920082723 | MASTER TL-D Super 80 18W/827 1SL/25 | 927920082723 | 2001-10-05 00:00:00 | 1.7 mg |  |  |  | T8 ¦ 26 mm (T8) | G13 ¦ Medium Bi-Pin Fluorescent | 2700 K | Incandescent White | 0.360 A |  |  | Yes | 19 kWh | [81 empty] | ADAM-85890 | https://www.assets.signify.com/is/image/Signify/d7330a76ebba451192b5a4a300d8f04f | ADAM-20151211160830276 | https://www.assets.signify.com/is/content/PhilipsLighting/fp927920082723-pss-global | ADAM-4049 | https://www.assets.signify.com/is/image/PhilipsLighting/6d8ae61874a548479b6fa4a300d8f6e8 | [18 empty] | ADAM-eec66d158ed44d3897b2adad0030acd4 | https://www.assets.signify.com/is/content/Signify/2d45d1506f5843ea8f86adad0030aebe | [14 empty] | G | 1350 lumen |  | 827 ¦ CCT of 2700K | 82 | 2700 K | 18.2 W | 75 lm/W |  |  | 1350 lumen |  | 18.2 W | [6 empty] | https://www.lighting.philips.com/link/927920082723_EU/prd/aa/en
FP-927920083023 | MASTER TL-D Super 80 18W/830 1SL/25 | 927920083023 | 2001-10-08 00:00:00 | 1.7 mg |  |  |  | T8 ¦ 26 mm (T8) | G13 ¦ Medium Bi-Pin Fluorescent | 3000 K | Warm White (WW) | 0.360 A |  |  | Yes | 19 kWh | [81 empty] | ADAM-85890 | https://www.assets.signify.com/is/image/Signify/d7330a76ebba451192b5a4a300d8f04f | ADAM-20151211061142598 | https://www.assets.signify.com/is/content/PhilipsLighting/fp927920083023-pss-global | ADAM-4049 | https://www.assets.signify.com/is/image/PhilipsLighting/6d8ae61874a548479b6fa4a300d8f6e8 | [18 empty] | ADAM-3da81e960ef943758b16adad00310e2e | https://www.assets.signify.com/is/content/Signify/606d4dd067c54aae8cb7adad00310f7a | [14 empty] | G | 1350 lumen |  | 830 ¦ CCT of 3000K | 82 | 3000 K | 18.2 W | 75 lm/W |  |  | 1350 lumen |  | 18.2 W | [6 empty] | https://www.lighting.philips.com/link/927920083023_EU/prd/aa/en
FP-927920084023 | MASTER TL-D Super 80 18W/840 1SL/25 | 927920084023 | 2001-08-27 00:00:00 | 1.7 mg |  |  |  | T8 ¦ 26 mm (T8) | G13 ¦ Medium Bi-Pin Fluorescent | 4000 K | Cool White (CW) | 0.360 A |  |  | Yes | 19 kWh | [81 empty] | ADAM-85890 | https://www.assets.signify.com/is/image/Signify/d7330a76ebba451192b5a4a300d8f04f | ADAM-20151210214207649 | https://www.assets.signify.com/is/content/PhilipsLighting/fp927920084023-pss-global | ADAM-4049 | https://www.assets.signify.com/is/image/PhilipsLighting/6d8ae61874a548479b6fa4a300d8f6e8 | [18 empty] | ADAM-a5c184ea054049888c01adad0031f6d8 | https://www.assets.signify.com/is/content/Signify/081e63a991d942dbb4eaadad0031f862 | [14 empty] | G | 1350 lumen |  | 840 ¦ CCT of 4000K | 81 | 4000 K | 18.2 W | 75 lm/W |  |  | 1350 lumen |  | 18.2 W | [6 empty] | https://www.lighting.philips.com/link/927920084023_EU/prd/aa/en
FP-927920086544 | MASTER TL-D Super 80 18W/865 1SL/25 | 927920086544 | 2001-08-27 00:00:00 | 1.7 mg |  |  |  | T8 ¦ 26 mm (T8) | G13 ¦ Medium Bi-Pin Fluorescent | 6500 K | Cool Daylight | 0.360 A |  |  | Yes | 19 kWh | [81 empty] | ADAM-85890 | https://www.assets.signify.com/is/image/Signify/d7330a76ebba451192b5a4a300d8f04f | ADAM-20151211022518231 | https://www.assets.signify.com/is/content/PhilipsLighting/fp927920086544-pss-global | ADAM-4049 | https://www.assets.signify.com/is/image/PhilipsLighting/6d8ae61874a548479b6fa4a300d8f6e8 | [18 empty] | ADAM-e906ed93b0f948cea56aadad003251bc | https://www.assets.signify.com/is/content/Signify/6e7ee66a7a1a4d75a422adad00325286 | [14 empty] | G | 1300 lumen |  | 865 ¦ CCT of 6500K | 80 | 6500 K | 18.2 W | 68 lm/W |  |  | 1300 lumen |  | 18.2 W | [6 empty] | https://www.lighting.philips.com/link/927920086544_EU/prd/aa/en
FP-927920484076 | MASTER TL-D Secura 18W/840 SLV/25 | 927920484076 | 2004-03-04 00:00:00 | 1.7 mg |  |  |  | T8 ¦ 26 mm (T8) | G13 ¦ Medium Bi-Pin Fluorescent | 4000 K | Cool White (CW) | 0.360 A |  |  | Yes | 19 kWh | [81 empty] | ADAM-20170612142315422 | https://www.assets.signify.com/is/image/Signify/7b9a48c558494e57961da79000cadb86 | ADAM-20151211104743460 | https://www.assets.signify.com/is/content/PhilipsLighting/fp927920484076-pss-global | ADAM-91257 | https://www.assets.signify.com/is/image/PhilipsLighting/f9fed3d81b0847a791a0a4a300dace84 | [18 empty] | ADAM-9bf77ca2ad074054bcb0adad004b9750 | https://www.assets.signify.com/is/content/Signify/28daa57a63644e21ac18adad004b988f | [14 empty] | G | 1300 lumen |  | 840 ¦ CCT of 4000K | 80 | 4000 K | 18.2 W | 72 lm/W |  |  | 1300 lumen |  | 18.2 W | [6 empty] | https://www.lighting.philips.com/link/927920484076_EU/prd/aa/en
FP-927920582723 | MASTER TL-D Super 80 30W/827 SLV/25 | 927920582723 | 2001-08-27 00:00:00 | 1.7 mg |  |  |  | T8 ¦ 26 mm (T8) | G13 ¦ Medium Bi-Pin Fluorescent | 2700 K | Incandescent White | 0.360 A |  |  | Yes | 31 kWh | [81 empty] | ADAM-85890 | https://www.assets.signify.com/is/image/Signify/d7330a76ebba451192b5a4a300d8f04f | ADAM-20151211054359715 | https://www.assets.signify.com/is/content/PhilipsLighting/fp927920582723-pss-global | ADAM-4049 | https://www.assets.signify.com/is/image/PhilipsLighting/6d8ae61874a548479b6fa4a300d8f6e8 | [18 empty] | ADAM-29ca3001f2c145a58f30adad00328ec2 | https://www.assets.signify.com/is/content/Signify/e19d6c5b1a684adc89faadad00328fdc | [14 empty] | G | 2400 lumen |  | 827 ¦ CCT of 2700K | 82 | 2700 K | 30.2 W | 80 lm/W |  |  | 2400 lumen |  | 30.2 W | [6 empty] | https://www.lighting.philips.com/link/927920582723_EU/prd/aa/en
FP-927920583023 | MASTER TL-D Super 80 30W/830 1SL/25 | 927920583023 | 2001-08-27 00:00:00 | 1.7 mg |  |  |  | T8 ¦ 26 mm (T8) | G13 ¦ Medium Bi-Pin Fluorescent | 3000 K | Warm White (WW) | 0.360 A |  |  | Yes | 31 kWh | [81 empty] | ADAM-85890 | https://www.assets.signify.com/is/image/Signify/d7330a76ebba451192b5a4a300d8f04f | ADAM-20151211114348664 | https://www.assets.signify.com/is/content/PhilipsLighting/fp927920583023-pss-global | ADAM-4049 | https://www.assets.signify.com/is/image/PhilipsLighting/6d8ae61874a548479b6fa4a300d8f6e8 | [18 empty] | ADAM-fa6b5c8bf7bf49ce9a56adad0032d414 | https://www.assets.signify.com/is/content/Signify/fd8c30422c874bd787beadad0032d4fa | [14 empty] | G | 2400 lumen |  | 830 ¦ CCT of 3000K | 82 | 3000 K | 30.2 W | 80 lm/W |  |  | 2400 lumen |  | 30.2 W | [6 empty] | https://www.lighting.philips.com/link/927920583023_EU/prd/aa/en
FP-927920584023 | MASTER TL-D Super 80 30W/840 1SL/25 | 927920584023 | 2001-08-27 00:00:00 | 1.7 mg |  |  |  | T8 ¦ 26 mm (T8) | G13 ¦ Medium Bi-Pin Fluorescent | 4000 K | Cool White (CW) | 0.360 A |  |  | Yes | 31 kWh | [81 empty] | ADAM-85890 | https://www.assets.signify.com/is/image/Signify/d7330a76ebba451192b5a4a300d8f04f | ADAM-20151211211707715 | https://www.assets.signify.com/is/content/PhilipsLighting/fp927920584023-pss-global | ADAM-4049 | https://www.assets.signify.com/is/image/PhilipsLighting/6d8ae61874a548479b6fa4a300d8f6e8 | [18 empty] | ADAM-86e26e6e0dd44f319234adad00332f50 | https://www.assets.signify.com/is/content/Signify/bf3d5fd05b0d44f5ab19adad003330be | [14 empty] | G | 2400 lumen |  | 840 ¦ CCT of 4000K | 81 | 4000 K | 30.2 W | 80 lm/W |  |  | 2400 lumen |  | 30.2 W | [6 empty] | https://www.lighting.philips.com/link/927920584023_EU/prd/aa/en
FP-927920586514 | MASTER TL-D Super 80 30W/865 SLV/25 | 927920586514 | 2001-08-27 00:00:00 | 1.7 mg |  |  |  | T8 ¦ 26 mm (T8) | G13 ¦ Medium Bi-Pin Fluorescent | 6500 K | Cool Daylight | 0.360 A |  |  | Yes | 31 kWh | [81 empty] | ADAM-85890 | https://www.assets.signify.com/is/image/Signify/d7330a76ebba451192b5a4a300d8f04f | ADAM-20151211211334096 | https://www.assets.signify.com/is/content/PhilipsLighting/fp927920586514-pss-global | ADAM-4049 | https://www.assets.signify.com/is/image/PhilipsLighting/6d8ae61874a548479b6fa4a300d8f6e8 | [18 empty] | ADAM-60ba28a53017400dba8badad0033959d | https://www.assets.signify.com/is/content/Signify/874224c2483449499d10adad003396e0 | [14 empty] | G | 2350 lumen |  | 865 ¦ CCT of 6500K | 81 | 6500 K | 30.2 W | 76.7 lm/W |  |  | 2350 lumen |  | 30.2 W | [6 empty] | https://www.lighting.philips.com/link/927920586514_EU/prd/aa/en
FP-927921082723 | MASTER TL-D Super 80 36W/827 1SL/25 | 927921082723 | 2001-08-27 00:00:00 | 1.7 mg |  |  |  | T8 ¦ 26 mm (T8) | G13 ¦ Medium Bi-Pin Fluorescent | 2700 K | Incandescent White | 0.440 A |  |  | Yes | 37 kWh | [81 empty] | ADAM-85890 | https://www.assets.signify.com/is/image/Signify/d7330a76ebba451192b5a4a300d8f04f | ADAM-20151210212419354 | https://www.assets.signify.com/is/content/PhilipsLighting/fp927921082723-pss-global | ADAM-4049 | https://www.assets.signify.com/is/image/PhilipsLighting/6d8ae61874a548479b6fa4a300d8f6e8 | [18 empty] | ADAM-3343bbf53697425bbf45adad0033fa08 | https://www.assets.signify.com/is/content/Signify/57492a7db0a94668b944adad0033fb9b | [14 empty] | G | 3350 lumen |  | 827 ¦ CCT of 2700K | 82 | 2700 K | 36.8 W | 93 lm/W |  |  | 3350 lumen |  | 36.8 W | [6 empty] | https://www.lighting.philips.com/link/927921082723_EU/prd/aa/en
FP-927921083023 | MASTER TL-D Super 80 36W/830 1SL/25 | 927921083023 | 2001-08-28 00:00:00 | 1.7 mg |  |  |  | T8 ¦ 26 mm (T8) | G13 ¦ Medium Bi-Pin Fluorescent | 3000 K | Warm White (WW) | 0.440 A |  |  | Yes | 37 kWh | [81 empty] | ADAM-85890 | https://www.assets.signify.com/is/image/Signify/d7330a76ebba451192b5a4a300d8f04f | ADAM-20151211074500312 | https://www.assets.signify.com/is/content/PhilipsLighting/fp927921083023-pss-global | ADAM-4049 | https://www.assets.signify.com/is/image/PhilipsLighting/6d8ae61874a548479b6fa4a300d8f6e8 | [18 empty] | ADAM-0d57cc9d806a40a58c65adad003461f3 | https://www.assets.signify.com/is/content/Signify/3649b2df49ab441a9ab6adad003462e3 | [14 empty] | G | 3350 lumen |  | 830 ¦ CCT of 3000K | 82 | 3000 K | 36.8 W | 93 lm/W |  |  | 3350 lumen |  | 36.8 W | [6 empty] | https://www.lighting.philips.com/link/927921083023_EU/prd/aa/en
FP-927921084023 | MASTER TL-D Super 80 36W/840 1SL/25 | 927921084023 | 2001-08-28 00:00:00 | 1.7 mg |  |  |  | T8 ¦ 26 mm (T8) | G13 ¦ Medium Bi-Pin Fluorescent | 4000 K | Cool White (CW) | 0.440 A |  |  | Yes | 37 kWh | [81 empty] | ADAM-85890 | https://www.assets.signify.com/is/image/Signify/d7330a76ebba451192b5a4a300d8f04f | ADAM-20151211070838013 | https://www.assets.signify.com/is/content/PhilipsLighting/fp927921084023-pss-global | ADAM-4049 | https://www.assets.signify.com/is/image/PhilipsLighting/6d8ae61874a548479b6fa4a300d8f6e8 | [18 empty] | ADAM-c4c2e999534e4b9a93c5adad00351885 | https://www.assets.signify.com/is/content/Signify/7bbc0c8e670348c4b0aeadad0035197a | [14 empty] | G | 3350 lumen |  | 840 ¦ CCT of 4000K | 80 | 4000 K | 36.8 W | 93 lm/W |  |  | 3350 lumen |  | 36.8 W | [6 empty] | https://www.lighting.philips.com/link/927921084023_EU/prd/aa/en
FP-927921086544 | MASTER TL-D Super 80 36W/865 1SL/25 | 927921086544 | 2001-08-27 00:00:00 | 1.7 mg |  |  |  | T8 ¦ 26 mm (T8) | G13 ¦ Medium Bi-Pin Fluorescent | 6500 K | Cool Daylight | 0.440 A |  |  | Yes | 37 kWh | [81 empty] | ADAM-85890 | https://www.assets.signify.com/is/image/Signify/d7330a76ebba451192b5a4a300d8f04f | ADAM-20151210225859185 | https://www.assets.signify.com/is/content/PhilipsLighting/fp927921086544-pss-global | ADAM-4049 | https://www.assets.signify.com/is/image/PhilipsLighting/6d8ae61874a548479b6fa4a300d8f6e8 | [18 empty] | ADAM-0b72dfca3d7142e3b8f1adad00356568 | https://www.assets.signify.com/is/content/Signify/df3755fd4cc04f3fbd77adad003566ed | [14 empty] | G | 3200 lumen |  | 865 ¦ CCT of 6500K | 80 | 6500 K | 36.8 W | 84 lm/W |  |  | 3200 lumen |  | 36.8 W | [6 empty] | https://www.lighting.philips.com/link/927921086544_EU/prd/aa/en
FP-927921183023 | MASTER TL-D Eco 32W/830 SLV/25 | 927921183023 | 2007-06-04 00:00:00 | 1.7 mg |  |  |  | T8 ¦ 26 mm (T8) | G13 ¦ Medium Bi-Pin Fluorescent | 3000 K | Warm White (WW) | 0.448 A |  |  | Yes | 33 kWh | [81 empty] | ADAM-87142 | https://www.assets.signify.com/is/image/Signify/042bd562898a4800a6baa4a300d92de0 | ADAM-20151211155312629 | https://www.assets.signify.com/is/content/PhilipsLighting/fp927921183023-pss-global | ADAM-4059 | https://www.assets.signify.com/is/image/PhilipsLighting/cd9904bbefc44016b3a7a4a300d93518 | [18 empty] | ADAM-0fae9c3da3ea41b89212adad0035af30 | https://www.assets.signify.com/is/content/Signify/f3463a0ea04b4223bc71adad0035b024 | [14 empty] | G | 2650 lumen |  | 830 ¦ CCT of 3000K | 82 | 3000 K | 32.4 W | 82 lm/W |  |  | 2650 lumen |  | 32.4 W | [6 empty] | https://www.lighting.philips.com/link/927921183023_EU/prd/aa/en
FP-927921184023 | MASTER TL-D Eco 32W/840 SLV/25 | 927921184023 | 2007-06-04 00:00:00 | 1.7 mg |  |  |  | T8 ¦ 26 mm (T8) | G13 ¦ Medium Bi-Pin Fluorescent | 4000 K | Cool White (CW) | 0.448 A |  |  | Yes | 33 kWh | [81 empty] | ADAM-87142 | https://www.assets.signify.com/is/image/Signify/042bd562898a4800a6baa4a300d92de0 | ADAM-20151211013244675 | https://www.assets.signify.com/is/content/PhilipsLighting/fp927921184023-pss-global | ADAM-4059 | https://www.assets.signify.com/is/image/PhilipsLighting/cd9904bbefc44016b3a7a4a300d93518 | [18 empty] | ADAM-57e1495419d74c3b8790adad0035ec18 | https://www.assets.signify.com/is/content/Signify/a0af0221a4b84b5e9a5badad0035ed02 | [14 empty] | G | 2650 lumen |  | 840 ¦ CCT of 4000K | 82 | 4000 K | 32.4 W | 82 lm/W |  |  | 2650 lumen |  | 32.4 W | [6 empty] | https://www.lighting.philips.com/link/927921184023_EU/prd/aa/en
FP-927921186523 | MASTER TL-D Eco 32W/865 SLV/25 | 927921186523 | 2007-06-04 00:00:00 | 1.7 mg |  |  |  | T8 ¦ 26 mm (T8) | G13 ¦ Medium Bi-Pin Fluorescent | 6500 K | Cool Daylight | 0.448 A |  |  | Yes | 33 kWh | [81 empty] | ADAM-87142 | https://www.assets.signify.com/is/image/Signify/042bd562898a4800a6baa4a300d92de0 | ADAM-20151211163349893 | https://www.assets.signify.com/is/content/PhilipsLighting/fp927921186523-pss-global | ADAM-4059 | https://www.assets.signify.com/is/image/PhilipsLighting/cd9904bbefc44016b3a7a4a300d93518 | [18 empty] | ADAM-8717aaace735418498c9adad00363ffa | https://www.assets.signify.com/is/content/Signify/fa2f1ec897ad4205939dadad00364101 | [14 empty] | G | 2550 lumen |  | 865 ¦ CCT of 6500K | 82 | 6500 K | 32.4 W | 79 lm/W |  |  | 2550 lumen |  | 32.4 W | [6 empty] | https://www.lighting.philips.com/link/927921186523_EU/prd/aa/en
FP-927921484076 | MASTER TL-D Secura 36W/840 SLV/25 | 927921484076 | 2004-03-04 00:00:00 | 1.7 mg |  |  |  | T8 ¦ 26 mm (T8) | G13 ¦ Medium Bi-Pin Fluorescent | 4000 K | Cool White (CW) | 0.440 A |  |  | Yes | 37 kWh | [81 empty] | ADAM-20170612142315422 | https://www.assets.signify.com/is/image/Signify/7b9a48c558494e57961da79000cadb86 | ADAM-20151210203942049 | https://www.assets.signify.com/is/content/PhilipsLighting/fp927921484076-pss-global | ADAM-91257 | https://www.assets.signify.com/is/image/PhilipsLighting/f9fed3d81b0847a791a0a4a300dace84 | [18 empty] | ADAM-cc338115e4bc49dfa362adad004c0603 | https://www.assets.signify.com/is/content/Signify/d53c13515ad748bb9965adad004c08df | [14 empty] | G | 3250 lumen |  | 840 ¦ CCT of 4000K | 80 | 4000 K | 36.8 W | 89 lm/W |  |  | 3250 lumen |  | 36.8 W | [6 empty] | https://www.lighting.philips.com/link/927921484076_EU/prd/aa/en
FP-927922082723 | MASTER TL-D Super 80 58W/827 1SL/25 | 927922082723 | 2001-08-28 00:00:00 | 1.7 mg |  |  |  | T8 ¦ 26 mm (T8) | G13 ¦ Medium Bi-Pin Fluorescent | 2700 K | Incandescent White | 0.670 A |  |  | Yes | 60 kWh | [81 empty] | ADAM-85890 | https://www.assets.signify.com/is/image/Signify/d7330a76ebba451192b5a4a300d8f04f | ADAM-20151211035249807 | https://www.assets.signify.com/is/content/PhilipsLighting/fp927922082723-pss-global | ADAM-4049 | https://www.assets.signify.com/is/image/PhilipsLighting/6d8ae61874a548479b6fa4a300d8f6e8 | [18 empty] | ADAM-582da6e69ad145c8be8aadad00369899 | https://www.assets.signify.com/is/content/Signify/00ea96b2174e41788aeeadad003699f5 | [14 empty] | G | 5240 lumen |  | 827 ¦ CCT of 2700K | 82 | 2700 K | 59.4 W | 90 lm/W |  |  | 5240 lumen |  | 59.4 W | [6 empty] | https://www.lighting.philips.com/link/927922082723_EU/prd/aa/en
FP-927922083023 | MASTER TL-D Super 80 58W/830 1SL/25 | 927922083023 | 2001-08-28 00:00:00 | 1.7 mg |  |  |  | T8 ¦ 26 mm (T8) | G13 ¦ Medium Bi-Pin Fluorescent | 3000 K | Warm White (WW) | 0.670 A |  |  | Yes | 60 kWh | [81 empty] | ADAM-85890 | https://www.assets.signify.com/is/image/Signify/d7330a76ebba451192b5a4a300d8f04f | ADAM-20151211213202314 | https://www.assets.signify.com/is/content/PhilipsLighting/fp927922083023-pss-global | ADAM-4049 | https://www.assets.signify.com/is/image/PhilipsLighting/6d8ae61874a548479b6fa4a300d8f6e8 | [18 empty] | ADAM-52e523a32f07426282dfadad0036efd4 | https://www.assets.signify.com/is/content/Signify/50f9894af9e04a06b86dadad0036f37e | [14 empty] | G | 5240 lumen |  | 830 ¦ CCT of 3000K | 82 | 3000 K | 59.4 W | 90 lm/W |  |  | 5240 lumen |  | 59.4 W | [6 empty] | https://www.lighting.philips.com/link/927922083023_EU/prd/aa/en
FP-927922084023 | MASTER TL-D Super 80 58W/840 1SL/25 | 927922084023 | 2001-08-28 00:00:00 | 1.7 mg |  |  |  | T8 ¦ 26 mm (T8) | G13 ¦ Medium Bi-Pin Fluorescent | 4000 K | Cool White (CW) | 0.670 A |  |  | Yes | 60 kWh | [81 empty] | ADAM-85890 | https://www.assets.signify.com/is/image/Signify/d7330a76ebba451192b5a4a300d8f04f | ADAM-20151211053756297 | https://www.assets.signify.com/is/content/PhilipsLighting/fp927922084023-pss-global | ADAM-4049 | https://www.assets.signify.com/is/image/PhilipsLighting/6d8ae61874a548479b6fa4a300d8f6e8 | [18 empty] | ADAM-0cb47670ba55483f9edbadad0037be69 | https://www.assets.signify.com/is/content/Signify/356c2e6bd5eb49299bb1adad0037c092 | [14 empty] | G | 5240 lumen |  | 840 ¦ CCT of 4000K | 80 | 4000 K | 59.4 W | 90 lm/W |  |  | 5240 lumen |  | 59.4 W | [6 empty] | https://www.lighting.philips.com/link/927922084023_EU/prd/aa/en
FP-927922086544 | MASTER TL-D Super 80 58W/865 1SL/25 | 927922086544 | 2001-08-27 00:00:00 | 1.7 mg |  |  |  | T8 ¦ 26 mm (T8) | G13 ¦ Medium Bi-Pin Fluorescent | 6500 K | Cool Daylight | 0.670 A |  |  | Yes | 60 kWh | [81 empty] | ADAM-85890 | https://www.assets.signify.com/is/image/Signify/d7330a76ebba451192b5a4a300d8f04f | ADAM-20151211174128804 | https://www.assets.signify.com/is/content/PhilipsLighting/fp927922086544-pss-global | ADAM-4049 | https://www.assets.signify.com/is/image/PhilipsLighting/6d8ae61874a548479b6fa4a300d8f6e8 | [18 empty] | ADAM-3f3b6b13c4b045a4b539adad00382570 | https://www.assets.signify.com/is/content/Signify/c0ee398b3e6d45d59df6adad003827fb | [14 empty] | G | 5000 lumen |  | 865 ¦ CCT of 6500K | 80 | 6500 K | 59.4 W | 81 lm/W |  |  | 5000 lumen |  | 59.4 W | [6 empty] | https://www.lighting.philips.com/link/927922086544_EU/prd/aa/en
FP-927922183023 | MASTER TL-D Eco 51W/830 SLV/25 | 927922183023 | 2007-06-04 00:00:00 | 1.7 mg |  |  |  | T8 ¦ 26 mm (T8) | G13 ¦ Medium Bi-Pin Fluorescent | 3000 K | Warm White (WW) | 0.700 A |  |  | Yes | 50 kWh | [81 empty] | ADAM-87142 | https://www.assets.signify.com/is/image/Signify/042bd562898a4800a6baa4a300d92de0 | ADAM-20151211034546847 | https://www.assets.signify.com/is/content/PhilipsLighting/fp927922183023-pss-global | ADAM-4059 | https://www.assets.signify.com/is/image/PhilipsLighting/cd9904bbefc44016b3a7a4a300d93518 | [18 empty] | ADAM-a5ed2f7f04344a16bea2adad003876d4 | https://www.assets.signify.com/is/content/Signify/7e81e27ca5c94b5b8dbcadad00387838 | [14 empty] | G | 4150 lumen |  | 830 ¦ CCT of 3000K | 82 | 3000 K | 49.8 W | 89 lm/W |  |  | 4150 lumen |  | 49.8 W | [6 empty] | https://www.lighting.philips.com/link/927922183023_EU/prd/aa/en
FP-927922184023 | MASTER TL-D Eco 51W/840 1SL/25 | 927922184023 | 2007-06-04 00:00:00 | 1.7 mg |  |  |  | T8 ¦ 26 mm (T8) | G13 ¦ Medium Bi-Pin Fluorescent | 4000 K | Cool White (CW) | 0.700 A |  |  | Yes | 50 kWh | [81 empty] | ADAM-87142 | https://www.assets.signify.com/is/image/Signify/042bd562898a4800a6baa4a300d92de0 | ADAM-20151211055501909 | https://www.assets.signify.com/is/content/PhilipsLighting/fp927922184023-pss-global | ADAM-4059 | https://www.assets.signify.com/is/image/PhilipsLighting/cd9904bbefc44016b3a7a4a300d93518 | [18 empty] | ADAM-c076a3cd58aa400895ceadad0038c94d | https://www.assets.signify.com/is/content/Signify/9044e26d8e11472a8429adad0038ca20 | [14 empty] | G | 4150 lumen |  | 840 ¦ CCT of 4000K | 82 | 4000 K | 49.8 W | 89 lm/W |  |  | 4150 lumen |  | 49.8 W | [6 empty] | https://www.lighting.philips.com/link/927922184023_EU/prd/aa/en
FP-927922186523 | MASTER TL-D Eco 51W/865 SLV/25 | 927922186523 | 2007-06-04 00:00:00 | 1.7 mg |  |  |  | T8 ¦ 26 mm (T8) | G13 ¦ Medium Bi-Pin Fluorescent | 6500 K | Cool Daylight | 0.700 A |  |  | Yes | 50 kWh | [81 empty] | ADAM-87142 | https://www.assets.signify.com/is/image/Signify/042bd562898a4800a6baa4a300d92de0 | ADAM-20151211095847737 | https://www.assets.signify.com/is/content/PhilipsLighting/fp927922186523-pss-global | ADAM-4059 | https://www.assets.signify.com/is/image/PhilipsLighting/cd9904bbefc44016b3a7a4a300d93518 | [18 empty] | ADAM-76a3aae6a12542a68843adad00391193 | https://www.assets.signify.com/is/content/Signify/a4c5630122ae41188996adad0039133f | [14 empty] | G | 3925 lumen |  | 865 ¦ CCT of 6500K | 82 | 6500 K | 49.8 W | 84 lm/W |  |  | 3925 lumen |  | 49.8 W | [6 empty] | https://www.lighting.philips.com/link/927922186523_EU/prd/aa/en
FP-927922282714 | MASTER TL-D Super 80 15W/827 SLV/25 | 927922282714 | 2004-06-25 00:00:00 | 1.7 mg |  |  |  | T8 ¦ 26 mm (T8) | G13 ¦ Medium Bi-Pin Fluorescent | 2700 K | Incandescent White | 0.340 A |  |  | Yes | 16 kWh | [81 empty] | ADAM-85890 | https://www.assets.signify.com/is/image/Signify/d7330a76ebba451192b5a4a300d8f04f | ADAM-20151211193345751 | https://www.assets.signify.com/is/content/PhilipsLighting/fp927922282714-pss-global | ADAM-4049 | https://www.assets.signify.com/is/image/PhilipsLighting/6d8ae61874a548479b6fa4a300d8f6e8 | [18 empty] | ADAM-a55e4f6e108e4689bbd3adad00396ee3 | https://www.assets.signify.com/is/content/Signify/7c974bd95ec24609a891adad00397250 | [14 empty] | G | 1000 lumen |  | 827 ¦ CCT of 2700K | 82 | 2700 K | 15.5 W | 67 lm/W |  |  | 1000 lumen |  | 15.5 W | [6 empty] | https://www.lighting.philips.com/link/927922282714_EU/prd/aa/en
FP-927922283014 | MASTER TL-D Super 80 15W/830 SLV/25 | 927922283014 | 2004-06-25 00:00:00 | 1.7 mg |  |  |  | T8 ¦ 26 mm (T8) | G13 ¦ Medium Bi-Pin Fluorescent | 3000 K | Warm White (WW) | 0.340 A |  |  | Yes | 16 kWh | [81 empty] | ADAM-85890 | https://www.assets.signify.com/is/image/Signify/d7330a76ebba451192b5a4a300d8f04f | ADAM-20151211082459033 | https://www.assets.signify.com/is/content/PhilipsLighting/fp927922283014-pss-global | ADAM-4049 | https://www.assets.signify.com/is/image/PhilipsLighting/6d8ae61874a548479b6fa4a300d8f6e8 | [18 empty] | ADAM-232162e730df43a6a9a0adad0039d720 | https://www.assets.signify.com/is/content/Signify/1cb8e52ee03a4e5c99e7adad0039d82c | [14 empty] | G | 1000 lumen |  | 830 ¦ CCT of 3000K | 82 | 3000 K | 15.5 W | 67 lm/W |  |  | 1000 lumen |  | 15.5 W | [6 empty] | https://www.lighting.philips.com/link/927922283014_EU/prd/aa/en
FP-927922284014 | MASTER TL-D Super 80 15W/840 SLV/25 | 927922284014 | 2004-06-25 00:00:00 | 1.7 mg |  |  |  | T8 ¦ 26 mm (T8) | G13 ¦ Medium Bi-Pin Fluorescent | 4000 K | Cool White (CW) | 0.335 A |  |  | Yes | 16 kWh | [81 empty] | ADAM-85890 | https://www.assets.signify.com/is/image/Signify/d7330a76ebba451192b5a4a300d8f04f | ADAM-20151211161023629 | https://www.assets.signify.com/is/content/PhilipsLighting/fp927922284014-pss-global | ADAM-4049 | https://www.assets.signify.com/is/image/PhilipsLighting/6d8ae61874a548479b6fa4a300d8f6e8 | [18 empty] | ADAM-a1466d221317423695b7adad003a5dfc | https://www.assets.signify.com/is/content/Signify/50a908ace28846478a47adad003a5f81 | [14 empty] | G | 1000 lumen |  | 840 ¦ CCT of 4000K | 82 | 4000 K | 15.5 W | 67 lm/W |  |  | 1000 lumen |  | 15.5 W | [6 empty] | https://www.lighting.philips.com/link/927922284014_EU/prd/aa/en
FP-927922286514 | MASTER TL-D Super 80 15W/865 1SL/25 | 927922286514 | 2010-03-08 00:00:00 | 1.7 mg |  |  |  | T8 ¦ 26 mm (T8) | G13 ¦ Medium Bi-Pin Fluorescent | 6500 K | Cool Daylight | 0.335 A |  |  | Yes | 16 kWh | [81 empty] | ADAM-85890 | https://www.assets.signify.com/is/image/Signify/d7330a76ebba451192b5a4a300d8f04f | ADAM-20151210180144615 | https://www.assets.signify.com/is/content/PhilipsLighting/fp927922286514-pss-global | ADAM-4049 | https://www.assets.signify.com/is/image/PhilipsLighting/6d8ae61874a548479b6fa4a300d8f6e8 | [18 empty] | ADAM-282ddccb3f56497e8de9adad003ac30f | https://www.assets.signify.com/is/content/Signify/68ff92e08af14b8dbb15adad003ac462 | [14 empty] | G | 930 lumen |  | 865 ¦ CCT of 6500K | 82 | 6500 K | 15.5 W |  |  |  | 930 lumen |  | 15.5 W | [6 empty] | https://www.lighting.philips.com/link/927922286514_EU/prd/aa/en
FP-927922484076 | MASTER TL-D Secura 58W/840 SLV/25 | 927922484076 | 2004-03-04 00:00:00 | 1.7 mg |  |  |  | T8 ¦ 26 mm (T8) | G13 ¦ Medium Bi-Pin Fluorescent | 4000 K | Cool White (CW) | 0.670 A |  |  | Yes | 60 kWh | [81 empty] | ADAM-20170612142315422 | https://www.assets.signify.com/is/image/Signify/7b9a48c558494e57961da79000cadb86 | ADAM-20151211180953631 | https://www.assets.signify.com/is/content/PhilipsLighting/fp927922484076-pss-global | ADAM-91257 | https://www.assets.signify.com/is/image/PhilipsLighting/f9fed3d81b0847a791a0a4a300dace84 | [18 empty] | ADAM-b6abf70fa23240618603adad004c74aa | https://www.assets.signify.com/is/content/Signify/bf3c8dbc732b4d3e81faadad004c75f2 | [14 empty] | G | 5100 lumen |  | 840 ¦ CCT of 4000K | 80 | 4000 K | 59.4 W | 85.5 lm/W |  |  | 5100 lumen |  | 59.4 W | [6 empty] | https://www.lighting.philips.com/link/927922484076_EU/prd/aa/en
FP-927922583014 | MASTER TL-D Super 80 23W/830 SLV/25 | 927922583014 | 2001-10-08 00:00:00 | 1.7 mg |  |  |  | T8 ¦ 26 mm (T8) | G13 ¦ Medium Bi-Pin Fluorescent | 3000 K | Warm White (WW) | 0.295 A |  |  | Yes | 24 kWh | [81 empty] | ADAM-85890 | https://www.assets.signify.com/is/image/Signify/d7330a76ebba451192b5a4a300d8f04f | ADAM-20151210194608253 | https://www.assets.signify.com/is/content/PhilipsLighting/fp927922583014-pss-global | ADAM-4049 | https://www.assets.signify.com/is/image/PhilipsLighting/6d8ae61874a548479b6fa4a300d8f6e8 | [18 empty] | ADAM-4b095a27a40b4ed3b13eadad003b1ec5 | https://www.assets.signify.com/is/content/Signify/100e96b3e16a4e60b9e2adad003b20e1 | [14 empty] | G | 2020 lumen |  | 830 ¦ CCT of 3000K | 82 | 3000 K | 23.4 W | 89 lm/W |  |  | 2020 lumen |  | 23.4 W | [6 empty] | https://www.lighting.philips.com/link/927922583014_EU/prd/aa/en
FP-927922584014 | MASTER TL-D Super 80 23W/840 SLV/25 | 927922584014 | 2001-10-08 00:00:00 | 1.7 mg |  |  |  | T8 ¦ 26 mm (T8) | G13 ¦ Medium Bi-Pin Fluorescent | 4000 K | Cool White (CW) | 0.295 A |  |  | Yes | 24 kWh | [81 empty] | ADAM-85890 | https://www.assets.signify.com/is/image/Signify/d7330a76ebba451192b5a4a300d8f04f | ADAM-20151211081949072 | https://www.assets.signify.com/is/content/PhilipsLighting/fp927922584014-pss-global | ADAM-4049 | https://www.assets.signify.com/is/image/PhilipsLighting/6d8ae61874a548479b6fa4a300d8f6e8 | [18 empty] | ADAM-e63dd60a7cfe411dab7badad003b71c6 | https://www.assets.signify.com/is/content/Signify/a8e6eb4a5cf0473f9fc2adad003b7396 | [14 empty] | G | 2020 lumen |  | 840 ¦ CCT of 4000K | 81 | 4000 K | 23.4 W | 89 lm/W |  |  | 2020 lumen |  | 23.4 W | [6 empty] | https://www.lighting.philips.com/link/927922584014_EU/prd/aa/en
FP-927922883015 | MASTER TL-D Eco 16W/830 SLV/25 | 927922883015 | 2008-03-12 00:00:00 | 1.7 mg |  |  |  | T8 ¦ 26 mm (T8) | G13 ¦ Medium Bi-Pin Fluorescent | 3000 K | Warm White (WW) | 0.380 A |  |  | Yes | 16 kWh | [81 empty] | ADAM-87142 | https://www.assets.signify.com/is/image/Signify/042bd562898a4800a6baa4a300d92de0 | ADAM-20151211053959638 | https://www.assets.signify.com/is/content/PhilipsLighting/fp927922883015-pss-global | ADAM-4059 | https://www.assets.signify.com/is/image/PhilipsLighting/cd9904bbefc44016b3a7a4a300d93518 | [18 empty] | ADAM-9b9a231b6548463d9e50adad003bc522 | https://www.assets.signify.com/is/content/Signify/7b9b972f51c0470f9c23adad003bc85d | [14 empty] | G | 1100 lumen |  | 830 ¦ CCT of 3000K | 82 | 3000 K | 15.8 W | 75 lm/W |  |  | 1100 lumen |  | 15.8 W | [6 empty] | https://www.lighting.philips.com/link/927922883015_EU/prd/aa/en
FP-927922884015 | MASTER TL-D Eco 16W/840 SLV/25 | 927922884015 | 2008-03-12 00:00:00 | 1.7 mg |  |  |  | T8 ¦ 26 mm (T8) | G13 ¦ Medium Bi-Pin Fluorescent | 4000 K | Cool White (CW) | 0.380 A |  |  | Yes | 16 kWh | [81 empty] | ADAM-87142 | https://www.assets.signify.com/is/image/Signify/042bd562898a4800a6baa4a300d92de0 | ADAM-20151211190254052 | https://www.assets.signify.com/is/content/PhilipsLighting/fp927922884015-pss-global | ADAM-4059 | https://www.assets.signify.com/is/image/PhilipsLighting/cd9904bbefc44016b3a7a4a300d93518 | [18 empty] | ADAM-c085839d40b847468acfadad003c2251 | https://www.assets.signify.com/is/content/Signify/b5812ec713504cfd88afadad003c23ee | [14 empty] | G | 1100 lumen |  | 840 ¦ CCT of 4000K | 82 | 4000 K | 15.8 W | 75 lm/W |  |  | 1100 lumen |  | 15.8 W | [6 empty] | https://www.lighting.philips.com/link/927922884015_EU/prd/aa/en
FP-927923083014 | MASTER TL-D Super 80 1m 36W/830 SLV/25 | 927923083014 | 2001-10-08 00:00:00 | 1.7 mg |  |  |  | T8 ¦ 26 mm (T8) | G13 ¦ Medium Bi-Pin Fluorescent | 3000 K | Warm White (WW) | 0.560 A |  |  | Yes | 37 kWh | [81 empty] | ADAM-85890 | https://www.assets.signify.com/is/image/Signify/d7330a76ebba451192b5a4a300d8f04f | ADAM-20151211144805396 | https://www.assets.signify.com/is/content/PhilipsLighting/fp927923083014-pss-global | ADAM-4049 | https://www.assets.signify.com/is/image/PhilipsLighting/6d8ae61874a548479b6fa4a300d8f6e8 | [18 empty] | ADAM-b192e626e45a4154a440adad003c8e31 | https://www.assets.signify.com/is/content/Signify/574804d5012b42988db3adad003c8fbf | [14 empty] | G | 3070 lumen |  | 830 ¦ CCT of 3000K | 82 | 3000 K | 36.6 W | 86 lm/W |  |  | 3070 lumen |  | 36.6 W | [6 empty] | https://www.lighting.philips.com/link/927923083014_EU/prd/aa/en
FP-927923084014 | MASTER TL-D Super 80 1m 36W/840 SLV/25 | 927923084014 | 2001-10-08 00:00:00 | 1.7 mg |  |  |  | T8 ¦ 26 mm (T8) | G13 ¦ Medium Bi-Pin Fluorescent | 4000 K | Cool White (CW) | 0.560 A |  |  | Yes | 37 kWh | [81 empty] | ADAM-85890 | https://www.assets.signify.com/is/image/Signify/d7330a76ebba451192b5a4a300d8f04f | ADAM-20151210203147800 | https://www.assets.signify.com/is/content/PhilipsLighting/fp927923084014-pss-global | ADAM-4049 | https://www.assets.signify.com/is/image/PhilipsLighting/6d8ae61874a548479b6fa4a300d8f6e8 | [18 empty] | ADAM-a04c778e694c4072ab0cadad003cf35e | https://www.assets.signify.com/is/content/Signify/defa520344b3495ca92cadad003cf451 | [14 empty] | G | 3100 lumen |  | 840 ¦ CCT of 4000K | 80 | 4000 K | 36.6 W | 86 lm/W |  |  | 3100 lumen |  | 36.6 W | [6 empty] | https://www.lighting.philips.com/link/927923084014_EU/prd/aa/en
FP-927923086514 | MASTER TL-D Super 80 1m 36W/865 1SL/25 | 927923086514 | 2010-03-08 00:00:00 | 1.7 mg |  |  |  | T8 ¦ 26 mm (T8) | G13 ¦ Medium Bi-Pin Fluorescent | 6500 K | Cool Daylight | 0.560 A |  |  | Yes | 37 kWh | [81 empty] | ADAM-85890 | https://www.assets.signify.com/is/image/Signify/d7330a76ebba451192b5a4a300d8f04f | ADAM-20151211055511425 | https://www.assets.signify.com/is/content/PhilipsLighting/fp927923086514-pss-global | ADAM-4049 | https://www.assets.signify.com/is/image/PhilipsLighting/6d8ae61874a548479b6fa4a300d8f6e8 | [18 empty] | ADAM-594ccc2204094cd69f64adad003d4f6d | https://www.assets.signify.com/is/content/Signify/da1ff2f8124b458f9e2eadad003d5167 | [14 empty] | G | 2950 lumen |  | 865 ¦ CCT of 6500K | 80 | 6500 K | 36.6 W | 82 lm/W |  |  | 2950 lumen |  | 36.6 W | [6 empty] | https://www.lighting.philips.com/link/927923086514_EU/prd/aa/en
FP-927923583014 | MASTER TL-D Super 80 38W/830 SLV/25 | 927923583014 | 2001-10-08 00:00:00 | 1.7 mg |  |  |  | T8 ¦ 26 mm (T8) | G13 ¦ Medium Bi-Pin Fluorescent | 3000 K | Warm White (WW) | 0.430 A |  |  | Yes | 39 kWh | [81 empty] | ADAM-85890 | https://www.assets.signify.com/is/image/Signify/d7330a76ebba451192b5a4a300d8f04f | ADAM-20151211083208878 | https://www.assets.signify.com/is/content/PhilipsLighting/fp927923583014-pss-global | ADAM-4049 | https://www.assets.signify.com/is/image/PhilipsLighting/6d8ae61874a548479b6fa4a300d8f6e8 | [18 empty] | ADAM-343ff1aa0ef344fda0d3adad003f7146 | https://www.assets.signify.com/is/content/Signify/abc66ee0be654d4e9f7fadad003f72c2 | [14 empty] | G | 3300 lumen |  | 830 ¦ CCT of 3000K | 82 | 3000 K | 38.2 W | 88 lm/W |  |  | 3300 lumen |  | 38.2 W | [6 empty] | https://www.lighting.philips.com/link/927923583014_EU/prd/aa/en
FP-927923584014 | MASTER TL-D Super 80 38W/840 SLV/25 | 927923584014 | 2001-10-08 00:00:00 | 1.7 mg |  |  |  | T8 ¦ 26 mm (T8) | G13 ¦ Medium Bi-Pin Fluorescent | 4000 K | Cool White (CW) | 0.430 A |  |  | Yes | 39 kWh | [81 empty] | ADAM-85890 | https://www.assets.signify.com/is/image/Signify/d7330a76ebba451192b5a4a300d8f04f | ADAM-20151211011148940 | https://www.assets.signify.com/is/content/PhilipsLighting/fp927923584014-pss-global | ADAM-4049 | https://www.assets.signify.com/is/image/PhilipsLighting/6d8ae61874a548479b6fa4a300d8f6e8 | [18 empty] | ADAM-9d05d6f3456846a598f8adad003fd119 | https://www.assets.signify.com/is/content/Signify/a7f928f313824cb2b8d5adad003fd32c | [14 empty] | G | 3300 lumen |  | 840 ¦ CCT of 4000K | 81 | 4000 K | 38.2 W | 88 lm/W |  |  | 3300 lumen |  | 38.2 W | [6 empty] | https://www.lighting.philips.com/link/927923584014_EU/prd/aa/en
FP-927923884014 | MASTER TL-D Super 80 70W/840 SLV/25 | 927923884014 | 2001-08-28 00:00:00 | 3.0 mg |  |  |  | T8 ¦ 26 mm (T8) | G13 ¦ Medium Bi-Pin Fluorescent | 4000 K | Cool White (CW) | 0.690 A |  |  | Yes | 70 kWh | [81 empty] | ADAM-85890 | https://www.assets.signify.com/is/image/Signify/d7330a76ebba451192b5a4a300d8f04f | ADAM-20151211185154335 | https://www.assets.signify.com/is/content/PhilipsLighting/fp927923884014-pss-global | ADAM-4049 | https://www.assets.signify.com/is/image/PhilipsLighting/6d8ae61874a548479b6fa4a300d8f6e8 | [18 empty] | ADAM-222a70762a68411cbe98adad00408b92 | https://www.assets.signify.com/is/content/Signify/71ca930f3fe74b42bfffadad00408ca7 | [14 empty] | G | 6200 lumen |  | 840 ¦ CCT of 4000K | 81 | 4000 K | 70.0 W | 89 lm/W |  |  | 6200 lumen |  | 70.0 W | [6 empty] | https://www.lighting.philips.com/link/927923884014_EU/prd/aa/en
FP-927926082755 | MASTER TL5 HE 14W/827 SLV/40 | 927926082755 | 2001-02-21 00:00:00 | 1.2 mg |  |  |  | T5 ¦ 16 mm (T5) | G5 ¦ G5 | 2700 K | Incandescent White | 0.165 A |  |  | Yes | 14 kWh | [81 empty] | ADAM-85902 | https://www.assets.signify.com/is/image/Signify/86396b28002042f1abf9a4a300dd838a | ADAM-20151211183315850 | https://www.assets.signify.com/is/content/PhilipsLighting/fp927926082755-pss-global | ADAM-91306 | https://www.assets.signify.com/is/image/PhilipsLighting/f181654b75624bfe977ea4a300dd8f28 | [18 empty] | ADAM-ef22fc7b02f64cb99802adad004cd631 | https://www.assets.signify.com/is/content/Signify/f7935bd79b334b05a98eadad004cd80a | [14 empty] | G | 1200 lumen |  | 827 ¦ CCT of 2700K | 82 | 2700 K | 14.0 W | 86 lm/W |  |  | 1200 lumen |  | 14.0 W | [6 empty] | https://www.lighting.philips.com/link/927926082755_EU/prd/aa/en
FP-927926083055 | MASTER TL5 HE 14W/830 SLV/40 | 927926083055 | 2001-02-21 00:00:00 | 1.2 mg |  |  |  | T5 ¦ 16 mm (T5) | G5 ¦ G5 | 3000 K | Warm White (WW) | 0.165 A |  |  | Yes | 14 kWh | [81 empty] | ADAM-85902 | https://www.assets.signify.com/is/image/Signify/86396b28002042f1abf9a4a300dd838a | ADAM-20151211210703566 | https://www.assets.signify.com/is/content/PhilipsLighting/fp927926083055-pss-global | ADAM-91306 | https://www.assets.signify.com/is/image/PhilipsLighting/f181654b75624bfe977ea4a300dd8f28 | [18 empty] | ADAM-718f437084da4284a9adadad004d572c | https://www.assets.signify.com/is/content/Signify/6594263d1b014e06b5d2adad004d5900 | [14 empty] | G | 1200 lumen |  | 830 ¦ CCT of 3000K | 82 | 3000 K | 14.0 W | 86 lm/W |  |  | 1200 lumen |  | 14.0 W | [6 empty] | https://www.lighting.philips.com/link/927926083055_EU/prd/aa/en
FP-927926084055 | MASTER TL5 HE 14W/840 SLV/40 | 927926084055 | 2001-02-21 00:00:00 | 1.2 mg |  |  |  | T5 ¦ 16 mm (T5) | G5 ¦ G5 | 4000 K | Cool White (CW) | 0.165 A |  |  | Yes | 14 kWh | [81 empty] | ADAM-85902 | https://www.assets.signify.com/is/image/Signify/86396b28002042f1abf9a4a300dd838a | ADAM-20151211043210347 | https://www.assets.signify.com/is/content/PhilipsLighting/fp927926084055-pss-global | ADAM-91306 | https://www.assets.signify.com/is/image/PhilipsLighting/f181654b75624bfe977ea4a300dd8f28 | [18 empty] | ADAM-a96f34abceb048e6bc6cadad004e601d | https://www.assets.signify.com/is/content/Signify/e13a82049e694c358843adad004e61f2 | [14 empty] | G | 1200 lumen |  | 840 ¦ CCT of 4000K | 80 | 4000 K | 14.0 W | 86 lm/W |  |  | 1200 lumen |  | 14.0 W | [6 empty] | https://www.lighting.philips.com/link/927926084055_EU/prd/aa/en
FP-927926086555 | MASTER TL5 HE 14W/865 SLV/40 | 927926086555 | 2001-02-21 00:00:00 | 1.2 mg |  |  |  | T5 ¦ 16 mm (T5) | G5 ¦ G5 | 6500 K | Cool Daylight | 0.165 A |  |  | Yes | 14 kWh | [81 empty] | ADAM-85902 | https://www.assets.signify.com/is/image/Signify/86396b28002042f1abf9a4a300dd838a | ADAM-20151211063255545 | https://www.assets.signify.com/is/content/PhilipsLighting/fp927926086555-pss-global | ADAM-91306 | https://www.assets.signify.com/is/image/PhilipsLighting/f181654b75624bfe977ea4a300dd8f28 | [18 empty] | ADAM-c82e1f8c831041afb8b1adad004ecec8 | https://www.assets.signify.com/is/content/Signify/5a022981f6664b3f9255adad004ed049 | [14 empty] | G | 1125 lumen |  | 865 ¦ CCT of 6500K | 82 | 6500 K | 14.0 W | 80 lm/W |  |  | 1125 lumen |  | 14.0 W | [6 empty] | https://www.lighting.philips.com/link/927926086555_EU/prd/aa/en
FP-927926282755 | MASTER TL5 HE 21W/827 SLV/40 | 927926282755 | 2001-02-21 00:00:00 | 1.2 mg |  |  |  | T5 ¦ 16 mm (T5) | G5 ¦ G5 | 2700 K | Incandescent White | 0.165 A |  |  | Yes | 21 kWh | [81 empty] | ADAM-85902 | https://www.assets.signify.com/is/image/Signify/86396b28002042f1abf9a4a300dd838a | ADAM-20151211223040729 | https://www.assets.signify.com/is/content/PhilipsLighting/fp927926282755-pss-global | ADAM-91306 | https://www.assets.signify.com/is/image/PhilipsLighting/f181654b75624bfe977ea4a300dd8f28 | [18 empty] | ADAM-6eb46eb8fefd45a0bc4dadad004f2760 | https://www.assets.signify.com/is/content/Signify/7127727c250942ec8d3cadad004f2870 | [14 empty] | G | 1900 lumen |  | 827 ¦ CCT of 2700K | 82 | 2700 K | 20.8 W | 90 lm/W |  |  | 1900 lumen |  | 20.8 W | [6 empty] | https://www.lighting.philips.com/link/927926282755_EU/prd/aa/en
FP-927926283055 | MASTER TL5 HE 21W/830 SLV/40 | 927926283055 | 2001-02-21 00:00:00 | 1.2 mg |  |  |  | T5 ¦ 16 mm (T5) | G5 ¦ G5 | 3000 K | Warm White (WW) | 0.165 A |  |  | Yes | 21 kWh | [81 empty] | ADAM-85902 | https://www.assets.signify.com/is/image/Signify/86396b28002042f1abf9a4a300dd838a | ADAM-20151211220724215 | https://www.assets.signify.com/is/content/PhilipsLighting/fp927926283055-pss-global | ADAM-91306 | https://www.assets.signify.com/is/image/PhilipsLighting/f181654b75624bfe977ea4a300dd8f28 | [18 empty] | ADAM-246d7647b2fb4e9eb90aadad004f80e9 | https://www.assets.signify.com/is/content/Signify/06c08b01ea63400d9b7cadad004f8202 | [14 empty] | G | 1900 lumen |  | 830 ¦ CCT of 3000K | 82 | 3000 K | 20.8 W | 90 lm/W |  |  | 1900 lumen |  | 20.8 W | [6 empty] | https://www.lighting.philips.com/link/927926283055_EU/prd/aa/en
FP-927926284055 | MASTER TL5 HE 21W/840 SLV/40 | 927926284055 | 2001-02-21 00:00:00 | 1.2 mg |  |  |  | T5 ¦ 16 mm (T5) | G5 ¦ G5 | 4000 K | Cool White (CW) | 0.165 A |  |  | Yes | 21 kWh | [81 empty] | ADAM-85902 | https://www.assets.signify.com/is/image/Signify/86396b28002042f1abf9a4a300dd838a | ADAM-20151210201355587 | https://www.assets.signify.com/is/content/PhilipsLighting/fp927926284055-pss-global | ADAM-91306 | https://www.assets.signify.com/is/image/PhilipsLighting/f181654b75624bfe977ea4a300dd8f28 | [18 empty] | ADAM-9332dc6f09764705bafaadad004fe081 | https://www.assets.signify.com/is/content/Signify/9df1de0bcb97461e95b3adad004fe2f1 | [14 empty] | G | 1900 lumen |  | 840 ¦ CCT of 4000K | 80 | 4000 K | 20.8 W | 90 lm/W |  |  | 1900 lumen |  | 20.8 W | [6 empty] | https://www.lighting.philips.com/link/927926284055_EU/prd/aa/en
FP-927926286555 | MASTER TL5 HE 21W/865 SLV/40 | 927926286555 | 2001-02-21 00:00:00 | 1.2 mg |  |  |  | T5 ¦ 16 mm (T5) | G5 ¦ G5 | 6500 K | Cool Daylight | 0.165 A |  |  | Yes | 21 kWh | [81 empty] | ADAM-85902 | https://www.assets.signify.com/is/image/Signify/86396b28002042f1abf9a4a300dd838a | ADAM-20151210220622034 | https://www.assets.signify.com/is/content/PhilipsLighting/fp927926286555-pss-global | ADAM-91306 | https://www.assets.signify.com/is/image/PhilipsLighting/f181654b75624bfe977ea4a300dd8f28 | [18 empty] | ADAM-b21f75b0eab34dca93feadad00504ad2 | https://www.assets.signify.com/is/content/Signify/fcd8411c0459454987d8adad00504bd0 | [14 empty] | G | 1750 lumen |  | 865 ¦ CCT of 6500K | 82 | 6500 K | 20.8 W | 84 lm/W |  |  | 1750 lumen |  | 20.8 W | [6 empty] | https://www.lighting.philips.com/link/927926286555_EU/prd/aa/en
FP-927926582755 | MASTER TL5 HE 28W/827 SLV/40 | 927926582755 | 2001-02-21 00:00:00 | 1.2 mg |  |  |  | T5 ¦ 16 mm (T5) | G5 ¦ G5 | 2700 K | Incandescent White | 0.170 A |  |  | Yes | 29 kWh | [81 empty] | ADAM-85902 | https://www.assets.signify.com/is/image/Signify/86396b28002042f1abf9a4a300dd838a | ADAM-20151211135053548 | https://www.assets.signify.com/is/content/PhilipsLighting/fp927926582755-pss-global | ADAM-91306 | https://www.assets.signify.com/is/image/PhilipsLighting/f181654b75624bfe977ea4a300dd8f28 | [18 empty] | ADAM-833adab1dfa5457fae36adad0050b9bf | https://www.assets.signify.com/is/content/Signify/f497fc643a3a47a5acb5adad0050bb94 | [14 empty] | F | 2675 lumen |  | 827 ¦ CCT of 2700K | 82 | 2700 K | 28.1 W | 96 lm/W |  |  | 2675 lumen |  | 28.1 W | [6 empty] | https://www.lighting.philips.com/link/927926582755_EU/prd/aa/en
FP-927926583055 | MASTER TL5 HE 28W/830 SLV/40 | 927926583055 | 2001-02-21 00:00:00 | 1.2 mg |  |  |  | T5 ¦ 16 mm (T5) | G5 ¦ G5 | 3000 K | Warm White (WW) | 0.170 A |  |  | Yes | 29 kWh | [81 empty] | ADAM-85902 | https://www.assets.signify.com/is/image/Signify/86396b28002042f1abf9a4a300dd838a | ADAM-20151211031014646 | https://www.assets.signify.com/is/content/PhilipsLighting/fp927926583055-pss-global | ADAM-91306 | https://www.assets.signify.com/is/image/PhilipsLighting/f181654b75624bfe977ea4a300dd8f28 | [18 empty] | ADAM-64eda8d082cb411cae09adad00515aef | https://www.assets.signify.com/is/content/Signify/a1b153c4ec1448e8b284adad00515d39 | [14 empty] | F | 2675 lumen |  | 830 ¦ CCT of 3000K | 82 | 3000 K | 28.1 W | 96 lm/W |  |  | 2675 lumen |  | 28.1 W | [6 empty] | https://www.lighting.philips.com/link/927926583055_EU/prd/aa/en
FP-927926584055 | MASTER TL5 HE 28W/840 SLV/40 | 927926584055 | 2001-02-21 00:00:00 | 1.2 mg |  |  |  | T5 ¦ 16 mm (T5) | G5 ¦ G5 | 4000 K | Cool White (CW) | 0.170 A |  |  | Yes | 29 kWh | [81 empty] | ADAM-85902 | https://www.assets.signify.com/is/image/Signify/86396b28002042f1abf9a4a300dd838a | ADAM-20151211071901896 | https://www.assets.signify.com/is/content/PhilipsLighting/fp927926584055-pss-global | ADAM-91306 | https://www.assets.signify.com/is/image/PhilipsLighting/f181654b75624bfe977ea4a300dd8f28 | [18 empty] | ADAM-e81fbf899c44457697c3adad0043636f | https://www.assets.signify.com/is/content/Signify/16027c503aec494d8342adad00436471 | [14 empty] | F | 2675 lumen |  | 840 ¦ CCT of 4000K | 80 | 4000 K | 28.1 W | 96 lm/W |  |  | 2675 lumen |  | 28.1 W | [6 empty] | https://www.lighting.philips.com/link/927926584055_EU/prd/aa/en
FP-927926586555 | MASTER TL5 HE 28W/865 SLV/40 | 927926586555 | 2001-02-21 00:00:00 | 1.2 mg |  |  |  | T5 ¦ 16 mm (T5) | G5 ¦ G5 | 6500 K | Cool Daylight | 0.170 A |  |  | Yes | 29 kWh | [81 empty] | ADAM-85902 | https://www.assets.signify.com/is/image/Signify/86396b28002042f1abf9a4a300dd838a | ADAM-20151210214949674 | https://www.assets.signify.com/is/content/PhilipsLighting/fp927926586555-pss-global | ADAM-91306 | https://www.assets.signify.com/is/image/PhilipsLighting/f181654b75624bfe977ea4a300dd8f28 | [18 empty] | ADAM-f8eb12bc704543f1a464adad0043b46e | https://www.assets.signify.com/is/content/Signify/a76be0efc9d84f028e9cadad0043b65f | [14 empty] | G | 2500 lumen |  | 865 ¦ CCT of 6500K | 82 | 6500 K | 28.1 W | 90 lm/W |  |  | 2500 lumen |  | 28.1 W | [6 empty] | https://www.lighting.philips.com/link/927926586555_EU/prd/aa/en
FP-927927082755 | MASTER TL5 HE 35W/827 SLV/40 | 927927082755 | 2001-02-21 00:00:00 | 1.2 mg |  |  |  | T5 ¦ 16 mm (T5) | G5 ¦ G5 | 2700 K | Incandescent White | 0.175 A |  |  | Yes | 35 kWh | [81 empty] | ADAM-85902 | https://www.assets.signify.com/is/image/Signify/86396b28002042f1abf9a4a300dd838a | ADAM-20151210222044964 | https://www.assets.signify.com/is/content/PhilipsLighting/fp927927082755-pss-global | ADAM-91306 | https://www.assets.signify.com/is/image/PhilipsLighting/f181654b75624bfe977ea4a300dd8f28 | [18 empty] | ADAM-45831fbf9c6344e38ae3adad004400fb | https://www.assets.signify.com/is/content/Signify/d268ca51103349dea31dadad00440407 | [14 empty] | F | 3315 lumen |  | 827 ¦ CCT of 2700K | 82 | 2700 K | 34.9 W | 94 lm/W |  |  | 3315 lumen |  | 34.9 W | [6 empty] | https://www.lighting.philips.com/link/927927082755_EU/prd/aa/en
FP-927927083055 | MASTER TL5 HE 35W/830 SLV/40 | 927927083055 | 2001-02-21 00:00:00 | 1.2 mg |  |  |  | T5 ¦ 16 mm (T5) | G5 ¦ G5 | 3000 K | Warm White (WW) | 0.175 A |  |  | Yes | 35 kWh | [81 empty] | ADAM-85902 | https://www.assets.signify.com/is/image/Signify/86396b28002042f1abf9a4a300dd838a | ADAM-20151211202149151 | https://www.assets.signify.com/is/content/PhilipsLighting/fp927927083055-pss-global | ADAM-91306 | https://www.assets.signify.com/is/image/PhilipsLighting/f181654b75624bfe977ea4a300dd8f28 | [18 empty] | ADAM-a3b04716509144bf9691adad00445301 | https://www.assets.signify.com/is/content/Signify/a6217fc4854c4e749f67adad004453fe | [14 empty] | F | 3315 lumen |  | 830 ¦ CCT of 3000K | 82 | 3000 K | 34.9 W | 94 lm/W |  |  | 3315 lumen |  | 34.9 W | [6 empty] | https://www.lighting.philips.com/link/927927083055_EU/prd/aa/en
FP-927927084055 | MASTER TL5 HE 35W/840 SLV/40 | 927927084055 | 2001-02-21 00:00:00 | 1.2 mg |  |  |  | T5 ¦ 16 mm (T5) | G5 ¦ G5 | 4000 K | Cool White (CW) | 0.175 A |  |  | Yes | 35 kWh | [81 empty] | ADAM-85902 | https://www.assets.signify.com/is/image/Signify/86396b28002042f1abf9a4a300dd838a | ADAM-20151211073405436 | https://www.assets.signify.com/is/content/PhilipsLighting/fp927927084055-pss-global | ADAM-91306 | https://www.assets.signify.com/is/image/PhilipsLighting/f181654b75624bfe977ea4a300dd8f28 | [18 empty] | ADAM-191e417d27524460a353adad0044ad42 | https://www.assets.signify.com/is/content/Signify/a0b8c4bbd63a4f998134adad0044b00c | [14 empty] | F | 3315 lumen |  | 840 ¦ CCT of 4000K | 80 | 4000 K | 34.9 W | 94 lm/W |  |  | 3315 lumen |  | 34.9 W | [6 empty] | https://www.lighting.philips.com/link/927927084055_EU/prd/aa/en
FP-927927086555 | MASTER TL5 HE 35W/865 SLV/40 | 927927086555 | 2001-02-21 00:00:00 | 1.2 mg |  |  |  | T5 ¦ 16 mm (T5) | G5 ¦ G5 | 6500 K | Cool Daylight | 0.175 A |  |  | Yes | 35 kWh | [81 empty] | ADAM-85902 | https://www.assets.signify.com/is/image/Signify/86396b28002042f1abf9a4a300dd838a | ADAM-20151211023301822 | https://www.assets.signify.com/is/content/PhilipsLighting/fp927927086555-pss-global | ADAM-91306 | https://www.assets.signify.com/is/image/PhilipsLighting/f181654b75624bfe977ea4a300dd8f28 | [18 empty] | ADAM-07987eda9f4a450ca37fadad004527c6 | https://www.assets.signify.com/is/content/Signify/8a20ebc3db794fb9a1f4adad004528b0 | [14 empty] | G | 3100 lumen |  | 865 ¦ CCT of 6500K | 82 | 6500 K | 34.9 W | 87 lm/W |  |  | 3100 lumen |  | 34.9 W | [6 empty] | https://www.lighting.philips.com/link/927927086555_EU/prd/aa/en
FP-927927583055 | MASTER TL5 HO 49W/830 SLV/40 | 927927583055 | 2001-02-21 00:00:00 | 1.2 mg |  |  |  | T5 ¦ 16 mm (T5) | G5 ¦ G5 | 3000 K | Warm White (WW) | 0.255 A |  |  | Yes | 50 kWh | [81 empty] | ADAM-85904 | https://www.assets.signify.com/is/image/Signify/8035591795ee4319a90ba4a300de07e3 | ADAM-20151211012048660 | https://www.assets.signify.com/is/content/PhilipsLighting/fp927927583055-pss-global | ADAM-91328 | https://www.assets.signify.com/is/image/PhilipsLighting/4bd6edb9cee043e08011a4a300de12d6 | [18 empty] | ADAM-8f4dbc72accc494cb488adad00458147 | https://www.assets.signify.com/is/content/Signify/3e5388c969de443cbf6eadad0045830c | [14 empty] | G | 4375 lumen |  | 830 ¦ CCT of 3000K | 82 | 3000 K | 49.3 W | 89 lm/W |  |  | 4375 lumen |  | 49.3 W | [6 empty] | https://www.lighting.philips.com/link/927927583055_EU/prd/aa/en
FP-927927584055 | MASTER TL5 HO 49W/840 SLV/40 | 927927584055 | 2001-02-21 00:00:00 | 1.2 mg |  |  |  | T5 ¦ 16 mm (T5) | G5 ¦ G5 | 4000 K | Cool White (CW) | 0.255 A |  |  | Yes | 50 kWh | [81 empty] | ADAM-85904 | https://www.assets.signify.com/is/image/Signify/8035591795ee4319a90ba4a300de07e3 | ADAM-20151211072819361 | https://www.assets.signify.com/is/content/PhilipsLighting/fp927927584055-pss-global | ADAM-91328 | https://www.assets.signify.com/is/image/PhilipsLighting/4bd6edb9cee043e08011a4a300de12d6 | [18 empty] | ADAM-1c01803a999f4a1f8434adad0045d82c | https://www.assets.signify.com/is/content/Signify/4b6bf2865e3f45f49ddeadad0045da55 | [14 empty] | G | 4375 lumen |  | 840 ¦ CCT of 4000K | 80 | 4000 K | 49.3 W | 89 lm/W |  |  | 4375 lumen |  | 49.3 W | [6 empty] | https://www.lighting.philips.com/link/927927584055_EU/prd/aa/en
FP-927927586555 | MASTER TL5 HO 49W/865 SLV/40 | 927927586555 | 2001-02-21 00:00:00 | 1.2 mg |  |  |  | T5 ¦ 16 mm (T5) | G5 ¦ G5 | 6500 K | Cool Daylight | 0.255 A |  |  | Yes | 50 kWh | [81 empty] | ADAM-85904 | https://www.assets.signify.com/is/image/Signify/8035591795ee4319a90ba4a300de07e3 | ADAM-20151211153448864 | https://www.assets.signify.com/is/content/PhilipsLighting/fp927927586555-pss-global | ADAM-91328 | https://www.assets.signify.com/is/image/PhilipsLighting/4bd6edb9cee043e08011a4a300de12d6 | [18 empty] | ADAM-dcd8e6972866462ba4c3adad00464774 | https://www.assets.signify.com/is/content/Signify/ab27791f97e34bbbbfb9adad00464916 | [14 empty] | G | 4100 lumen |  | 865 ¦ CCT of 6500K | 82 | 6500 K | 49.3 W | 83 lm/W |  |  | 4100 lumen |  | 49.3 W | [6 empty] | https://www.lighting.philips.com/link/927927586555_EU/prd/aa/en
FP-927927684018 | MASTER TL5 HO Secura 49W/840 UNP/40 | 927927684018 | 2006-05-22 00:00:00 | 1.2 mg |  |  |  | T5 ¦ 16 mm (T5) | G5 ¦ G5 | 4000 K | Cool White (CW) | 0.255 A |  |  | Yes | 50 kWh | [81 empty] | ADAM-87102 | https://www.assets.signify.com/is/image/Signify/feff11c08bdd457284a7a4a300dffa88 | ADAM-20151211105449259 | https://www.assets.signify.com/is/content/PhilipsLighting/fp927927684018-pss-global | ADAM-91350 | https://www.assets.signify.com/is/image/PhilipsLighting/7660421a54be47d5a615a4a300dffe7d | [18 empty] | ADAM-841965b4dbfd4ee8ab98adad00469d99 | https://www.assets.signify.com/is/content/Signify/a96da05e7200401a8b08adad00469e8d | [14 empty] | G | 4250 lumen |  | 840 ¦ CCT of 4000K | 80 | 4000 K | 49.4 W | 89 lm/W |  |  | 4250 lumen |  | 49.4 W | [6 empty] | https://www.lighting.philips.com/link/927927684018_EU/prd/aa/en
FP-927928083055 | MASTER TL5 HO 24W/830 SLV/40 | 927928083055 | 2001-02-21 00:00:00 | 1.2 mg |  |  |  | T5 ¦ 16 mm (T5) | G5 ¦ G5 | 3000 K | Warm White (WW) | 0.295 A |  |  | Yes | 23 kWh | [81 empty] | ADAM-85904 | https://www.assets.signify.com/is/image/Signify/8035591795ee4319a90ba4a300de07e3 | ADAM-20151211081253685 | https://www.assets.signify.com/is/content/PhilipsLighting/fp927928083055-pss-global | ADAM-91328 | https://www.assets.signify.com/is/image/PhilipsLighting/4bd6edb9cee043e08011a4a300de12d6 | [18 empty] | ADAM-cb867e82a3064753b48aadad004756d6 | https://www.assets.signify.com/is/content/Signify/c81c4aa99b9743e9a8c8adad0047583a | [14 empty] | G | 1700 lumen |  | 830 ¦ CCT of 3000K | 82 | 3000 K | 22.7 W | 76 lm/W |  |  | 1700 lumen |  | 22.7 W | [6 empty] | https://www.lighting.philips.com/link/927928083055_EU/prd/aa/en
FP-927928084055 | MASTER TL5 HO 24W/840 SLV/40 | 927928084055 | 2001-02-21 00:00:00 | 1.2 mg |  |  |  | T5 ¦ 16 mm (T5) | G5 ¦ G5 | 4000 K | Cool White (CW) | 0.295 A |  |  | Yes | 23 kWh | [81 empty] | ADAM-85904 | https://www.assets.signify.com/is/image/Signify/8035591795ee4319a90ba4a300de07e3 | ADAM-20151211073319672 | https://www.assets.signify.com/is/content/PhilipsLighting/fp927928084055-pss-global | ADAM-91328 | https://www.assets.signify.com/is/image/PhilipsLighting/4bd6edb9cee043e08011a4a300de12d6 | [18 empty] | ADAM-0a385a29d62b436bb4ceadad0047c3b3 | https://www.assets.signify.com/is/content/Signify/7141b573485c49b99acdadad0047c4ee | [14 empty] | G | 1700 lumen |  | 840 ¦ CCT of 4000K | 82 | 4000 K | 22.7 W | 76 lm/W |  |  | 1700 lumen |  | 22.7 W | [6 empty] | https://www.lighting.philips.com/link/927928084055_EU/prd/aa/en
FP-927928086555 | MASTER TL5 HO 24W/865 SLV/40 | 927928086555 | 2001-02-21 00:00:00 | 1.2 mg |  |  |  | T5 ¦ 16 mm (T5) | G5 ¦ G5 | 6500 K | Cool Daylight | 0.295 A |  |  | Yes | 23 kWh | [81 empty] | ADAM-85904 | https://www.assets.signify.com/is/image/Signify/8035591795ee4319a90ba4a300de07e3 | ADAM-20151211180624561 | https://www.assets.signify.com/is/content/PhilipsLighting/fp927928086555-pss-global | ADAM-91328 | https://www.assets.signify.com/is/image/PhilipsLighting/4bd6edb9cee043e08011a4a300de12d6 | [18 empty] | ADAM-9a2e5ff4c3da4e3b92d1adad00481eca | https://www.assets.signify.com/is/content/Signify/0b8eff0a99714141ae2fadad00481fe0 | [14 empty] | G | 1575 lumen |  | 865 ¦ CCT of 6500K | 82 | 6500 K | 22.7 W | 72 lm/W |  |  | 1575 lumen |  | 22.7 W | [6 empty] | https://www.lighting.philips.com/link/927928086555_EU/prd/aa/en
FP-927928583055 | MASTER TL5 HO 39W/830 SLV/40 | 927928583055 | 2001-02-21 00:00:00 | 1.2 mg |  |  |  | T5 ¦ 16 mm (T5) | G5 ¦ G5 | 3000 K | Warm White (WW) | 0.325 A |  |  | Yes | 38 kWh | [81 empty] | ADAM-85904 | https://www.assets.signify.com/is/image/Signify/8035591795ee4319a90ba4a300de07e3 | ADAM-20151211203121268 | https://www.assets.signify.com/is/content/PhilipsLighting/fp927928583055-pss-global | ADAM-91328 | https://www.assets.signify.com/is/image/PhilipsLighting/4bd6edb9cee043e08011a4a300de12d6 | [18 empty] | ADAM-7cc7b7cd9d1e46f691eaadad00487527 | https://www.assets.signify.com/is/content/Signify/64ebb6b22d8c45a28061adad004875fa | [14 empty] | G | 3100 lumen |  | 830 ¦ CCT of 3000K | 82 | 3000 K | 38.0 W | 82 lm/W |  |  | 3100 lumen |  | 38.0 W | [6 empty] | https://www.lighting.philips.com/link/927928583055_EU/prd/aa/en
FP-927928584055 | MASTER TL5 HO 39W/840 SLV/40 | 927928584055 | 2001-02-21 00:00:00 | 1.2 mg |  |  |  | T5 ¦ 16 mm (T5) | G5 ¦ G5 | 4000 K | Cool White (CW) | 0.325 A |  |  | Yes | 38 kWh | [81 empty] | ADAM-85904 | https://www.assets.signify.com/is/image/Signify/8035591795ee4319a90ba4a300de07e3 | ADAM-20151210232453801 | https://www.assets.signify.com/is/content/PhilipsLighting/fp927928584055-pss-global | ADAM-91328 | https://www.assets.signify.com/is/image/PhilipsLighting/4bd6edb9cee043e08011a4a300de12d6 | [18 empty] | ADAM-50f920e7b09e418b9575adad00490105 | https://www.assets.signify.com/is/content/Signify/9a1d3c9aaecf49b998d5adad0049051b | [14 empty] | G | 3100 lumen |  | 840 ¦ CCT of 4000K | 82 | 4000 K | 38.0 W | 82 lm/W |  |  | 3100 lumen |  | 38.0 W | [6 empty] | https://www.lighting.philips.com/link/927928584055_EU/prd/aa/en
FP-927928586555 | MASTER TL5 HO 39W/865 SLV/40 | 927928586555 | 2001-02-21 00:00:00 | 1.2 mg |  |  |  | T5 ¦ 16 mm (T5) | G5 ¦ G5 | 6500 K | Cool Daylight | 0.325 A |  |  | Yes | 38 kWh | [81 empty] | ADAM-85904 | https://www.assets.signify.com/is/image/Signify/8035591795ee4319a90ba4a300de07e3 | ADAM-20151211062517263 | https://www.assets.signify.com/is/content/PhilipsLighting/fp927928586555-pss-global | ADAM-91328 | https://www.assets.signify.com/is/image/PhilipsLighting/4bd6edb9cee043e08011a4a300de12d6 | [18 empty] | ADAM-555a76a7e0d646c09d1cadad0049877e | https://www.assets.signify.com/is/content/Signify/b7a0f1efd4224247aa66adad00498986 | [14 empty] | G | 2875 lumen |  | 865 ¦ CCT of 6500K | 82 | 6500 K | 38.0 W | 76 lm/W |  |  | 2875 lumen |  | 38.0 W | [6 empty] | https://www.lighting.philips.com/link/927928586555_EU/prd/aa/en
FP-927929083055 | MASTER TL5 HO 54W/830 SLV/40 | 927929083055 | 2001-02-21 00:00:00 | 1.2 mg |  |  |  | T5 ¦ 16 mm (T5) | G5 ¦ G5 | 3000 K | Warm White (WW) | 0.455 A |  |  | Yes | 55 kWh | [81 empty] | ADAM-85904 | https://www.assets.signify.com/is/image/Signify/8035591795ee4319a90ba4a300de07e3 | ADAM-20151211134844198 | https://www.assets.signify.com/is/content/PhilipsLighting/fp927929083055-pss-global | ADAM-91328 | https://www.assets.signify.com/is/image/PhilipsLighting/4bd6edb9cee043e08011a4a300de12d6 | [18 empty] | ADAM-fd9b1f8e75db45ec9c4fadad004a1f6e | https://www.assets.signify.com/is/content/Signify/5c6c547941484caf909badad004a2276 | [14 empty] | G | 4500 lumen |  | 830 ¦ CCT of 3000K | 82 | 3000 K | 54.4 W | 83 lm/W |  |  | 4500 lumen |  | 54.4 W | [6 empty] | https://www.lighting.philips.com/link/927929083055_EU/prd/aa/en
FP-927929084055 | MASTER TL5 HO 54W/840 SLV/40 | 927929084055 | 2001-02-21 00:00:00 | 1.2 mg |  |  |  | T5 ¦ 16 mm (T5) | G5 ¦ G5 | 4000 K | Cool White (CW) | 0.455 A |  |  | Yes | 55 kWh | [81 empty] | ADAM-85904 | https://www.assets.signify.com/is/image/Signify/8035591795ee4319a90ba4a300de07e3 | ADAM-20151211160745262 | https://www.assets.signify.com/is/content/PhilipsLighting/fp927929084055-pss-global | ADAM-91328 | https://www.assets.signify.com/is/image/PhilipsLighting/4bd6edb9cee043e08011a4a300de12d6 | [18 empty] | ADAM-eb0e59de7e5440de95beadad004a9361 | https://www.assets.signify.com/is/content/Signify/7f11cec59e5845c1acbeadad004a9467 | [14 empty] | G | 4500 lumen |  | 840 ¦ CCT of 4000K | 80 | 4000 K | 54.4 W | 83 lm/W |  |  | 4500 lumen |  | 54.4 W | [6 empty] | https://www.lighting.philips.com/link/927929084055_EU/prd/aa/en
FP-927929086555 | MASTER TL5 HO 54W/865 SLV/40 | 927929086555 | 2001-02-21 00:00:00 | 1.2 mg |  |  |  | T5 ¦ 16 mm (T5) | G5 ¦ G5 | 6500 K | Cool Daylight | 0.455 A |  |  | Yes | 55 kWh | [81 empty] | ADAM-85904 | https://www.assets.signify.com/is/image/Signify/8035591795ee4319a90ba4a300de07e3 | ADAM-20151210190750486 | https://www.assets.signify.com/is/content/PhilipsLighting/fp927929086555-pss-global | ADAM-91328 | https://www.assets.signify.com/is/image/PhilipsLighting/4bd6edb9cee043e08011a4a300de12d6 | [18 empty] | ADAM-f8948050de654cfeb9e4adad004af59a | https://www.assets.signify.com/is/content/Signify/2172f2d735b94b03974cadad004af668 | [14 empty] | G | 4200 lumen |  | 865 ¦ CCT of 6500K | 82 | 6500 K | 54.4 W | 78 lm/W |  |  | 4200 lumen |  | 54.4 W | [6 empty] | https://www.lighting.philips.com/link/927929086555_EU/prd/aa/en
FP-927929184018 | MASTER TL5 HO Secura 54W/840 UNP/40 | 927929184018 | 2006-05-22 00:00:00 | 1.2 mg |  |  |  | T5 ¦ 16 mm (T5) | G5 ¦ G5 | 4000 K | Cool White (CW) | 0.455 A |  |  | Yes | 54 kWh | [81 empty] | ADAM-87102 | https://www.assets.signify.com/is/image/Signify/feff11c08bdd457284a7a4a300dffa88 | ADAM-20151210195916704 | https://www.assets.signify.com/is/content/PhilipsLighting/fp927929184018-pss-global | ADAM-91350 | https://www.assets.signify.com/is/image/PhilipsLighting/7660421a54be47d5a615a4a300dffe7d | [18 empty] | ADAM-c084ea0634f64de688e7adad004b69cf | https://www.assets.signify.com/is/content/Signify/fd0ab2f824a74bae8443adad004b6ccb | [14 empty] | G | 4425 lumen |  | 840 ¦ CCT of 4000K | 80 | 4000 K | 53.8 W | 83 lm/W |  |  | 4425 lumen |  | 53.8 W | [6 empty] | https://www.lighting.philips.com/link/927929184018_EU/prd/aa/en
FP-927929583057 | MASTER TL5 HO 80W/830 SLV/40 | 927929583057 | 2006-10-02 00:00:00 | 1.2 mg |  |  |  | T5 ¦ 16 mm (T5) | G5 ¦ G5 | 3000 K | Warm White (WW) | 0.530 A |  |  | Yes | 80 kWh | [81 empty] | ADAM-85904 | https://www.assets.signify.com/is/image/Signify/8035591795ee4319a90ba4a300de07e3 | ADAM-20151211194543873 | https://www.assets.signify.com/is/content/PhilipsLighting/fp927929583057-pss-global | ADAM-91328 | https://www.assets.signify.com/is/image/PhilipsLighting/4bd6edb9cee043e08011a4a300de12d6 | [18 empty] | ADAM-8a7d91f697b54c688a1dadad004c47f2 | https://www.assets.signify.com/is/content/Signify/0f38ba69641a4d72a45cadad004c49fc | [14 empty] | G | 6550 lumen |  | 830 ¦ CCT of 3000K | 81 | 3000 K | 79.8 W | 82 lm/W |  |  | 6550 lumen |  | 79.8 W | [6 empty] | https://www.lighting.philips.com/link/927929583057_EU/prd/aa/en
FP-927929584057 | MASTER TL5 HO 80W/840 SLV/40 | 927929584057 | 2006-10-02 00:00:00 | 1.2 mg |  |  |  | T5 ¦ 16 mm (T5) | G5 ¦ G5 | 4000 K | Cool White (CW) | 0.530 A |  |  | Yes | 80 kWh | [81 empty] | ADAM-85904 | https://www.assets.signify.com/is/image/Signify/8035591795ee4319a90ba4a300de07e3 | ADAM-20151211164153724 | https://www.assets.signify.com/is/content/PhilipsLighting/fp927929584057-pss-global | ADAM-91328 | https://www.assets.signify.com/is/image/PhilipsLighting/4bd6edb9cee043e08011a4a300de12d6 | [18 empty] | ADAM-50280eadedeb463daa2fadad004cb58c | https://www.assets.signify.com/is/content/Signify/b58810e25b1f4e3da681adad004cb690 | [14 empty] | G | 6550 lumen |  | 840 ¦ CCT of 4000K | 81 | 4000 K | 79.8 W | 82 lm/W |  |  | 6550 lumen |  | 79.8 W | [6 empty] | https://www.lighting.philips.com/link/927929584057_EU/prd/aa/en
FP-927929586557 | MASTER TL5 HO 80W/865 SLV/40 | 927929586557 | 2006-10-02 00:00:00 | 1.2 mg |  |  |  | T5 ¦ 16 mm (T5) | G5 ¦ G5 | 6500 K | Cool Daylight | 0.530 A |  |  | Yes | 80 kWh | [81 empty] | ADAM-85904 | https://www.assets.signify.com/is/image/Signify/8035591795ee4319a90ba4a300de07e3 | ADAM-20151211084249615 | https://www.assets.signify.com/is/content/PhilipsLighting/fp927929586557-pss-global | ADAM-91328 | https://www.assets.signify.com/is/image/PhilipsLighting/4bd6edb9cee043e08011a4a300de12d6 | [18 empty] | ADAM-76629e6a200a41978ba6adad004d25dc | https://www.assets.signify.com/is/content/Signify/f6b3d427dd2640ec965cadad004d275d | [14 empty] | G | 6300 lumen |  | 865 ¦ CCT of 6500K | 82 | 6500 K | 79.8 W | 79 lm/W |  |  | 6300 lumen |  | 79.8 W | [6 empty] | https://www.lighting.philips.com/link/927929586557_EU/prd/aa/en
FP-927929684018 | MASTER TL5 HO Secura 80W/840 UNP/40 | 927929684018 | 2006-05-22 00:00:00 | 1.2 mg |  |  |  | T5 ¦ 16 mm (T5) | G5 ¦ G5 | 4000 K | Cool White (CW) | 0.530 A |  |  | Yes | 80 kWh | [81 empty] | ADAM-87102 | https://www.assets.signify.com/is/image/Signify/feff11c08bdd457284a7a4a300dffa88 | ADAM-20151210190419871 | https://www.assets.signify.com/is/content/PhilipsLighting/fp927929684018-pss-global | ADAM-91350 | https://www.assets.signify.com/is/image/PhilipsLighting/7660421a54be47d5a615a4a300dffe7d | [18 empty] | ADAM-f149e9df538c484e8776adad004db31f | https://www.assets.signify.com/is/content/Signify/7c7ebf57f94d4211b348adad004db5a3 | [14 empty] | G | 6550 lumen |  | 840 ¦ CCT of 4000K | 80 | 4000 K | 80.0 W | 82 lm/W |  |  | 6550 lumen |  | 80.0 W | [6 empty] | https://www.lighting.philips.com/link/927929684018_EU/prd/aa/en
FP-927931584070 | MASTER PL-L Polar 55W/840/4P 1CT/25 | 927931584070 | 2002-03-06 00:00:00 | 2.0 mg |  |  |  |  | 2G11 ¦ 2G11 | 4000 K | Cool White (CW) | 0.550 A |  |  | Yes | 56 kWh | [81 empty] | ADAM-86433 | https://www.assets.signify.com/is/image/Signify/358b95afa4f54de1b45fa4a300ccc36c | ADAM-20151211105544232 | https://www.assets.signify.com/is/content/PhilipsLighting/fp927931584070-pss-global | ADAM-91044 | https://www.assets.signify.com/is/image/PhilipsLighting/0b3fb0e1aeb344208c63a4a300ccc670 | [18 empty] | ADAM-3a483912c0c0400aaa38adaa00fe4072 | https://www.assets.signify.com/is/content/Signify/1b44bebdf76141628ce8adaa00fe414a | [14 empty] | G | 4650 lumen |  | 840 ¦ CCT of 4000K | 80 | 4000 K | 55.3 W | 87 lm/W |  |  | 4650 lumen |  | 55.3 W | [6 empty] | https://www.lighting.philips.com/link/927931584070_EU/prd/aa/en
FP-927935284011 | MASTER PL-S 5W/840/2P 1CT/5X10BOX | 927935284011 | 2002-01-22 00:00:00 | 1.4 mg |  |  |  |  | G23 ¦ G23 | 4000 K | Cool White (CW) | 0.180 A |  |  | No | 6 kWh | [81 empty] | ADAM-86399 | https://www.assets.signify.com/is/image/Signify/0c1bd5d8fae84839a182a4a300ce67f1 | ADAM-20151211092746307 | https://www.assets.signify.com/is/content/PhilipsLighting/fp927935284011-pss-global | ADAM-3657 | https://www.assets.signify.com/is/image/PhilipsLighting/75cfe1c84e394ba2b3bfa4a300ce7403 | [18 empty] | ADAM-117dca9a248943cf92daadad00538f07 | https://www.assets.signify.com/is/content/Signify/81606bcd3b614a9ea14fadad00538fe8 | [14 empty] | G | 250 lumen |  | 840 ¦ CCT of 4000K | 80 | 4000 K | 5.5 W | 48 lm/W |  |  | 250 lumen |  | 5.5 W | [6 empty] | https://www.lighting.philips.com/link/927935284011_EU/prd/aa/en
FP-927939082740 | PL-Q 16W/827/2P 1CT/10BOX | 927939082740 | 2007-04-16 00:00:00 | 4.0 mg |  |  |  |  | GR8 ¦ GR8 | 2700 K | Incandescent White | 0.196 A |  |  | No | 17 kWh | [81 empty] | ADAM-86434 | https://www.assets.signify.com/is/image/Signify/2426e94a91784db5a552a4a300cd8138 | ADAM-20151211001248645 | https://www.assets.signify.com/is/content/PhilipsLighting/fp927939082740-pss-global | ADAM-3626 | https://www.assets.signify.com/is/image/PhilipsLighting/a0ed5330995a411788f4a4a300cd849b | [18 empty] | ADAM-a17bd813d71a435da02eadad005be10e | https://www.assets.signify.com/is/content/Signify/3d7de4cb827247199c4badad005be3d6 | [14 empty] | G | 1050 lumen |  | 827 ¦ CCT of 2700K | 81 | 2700 K | 16.2 W | 66.6 lm/W |  |  | 1050 lumen |  | 16.2 W | [6 empty] | https://www.lighting.philips.com/link/927939082740_EU/prd/aa/en
FP-927939083040 | PL-Q 16W/830/2P 1CT/10BOX | 927939083040 | 2007-04-16 00:00:00 | 4.0 mg |  |  |  |  | GR8 ¦ GR8 | 3000 K | Warm White (WW) | 0.195 A |  |  | No | 17 kWh | [81 empty] | ADAM-86434 | https://www.assets.signify.com/is/image/Signify/2426e94a91784db5a552a4a300cd8138 | ADAM-20151211045026642 | https://www.assets.signify.com/is/content/PhilipsLighting/fp927939083040-pss-global | ADAM-3626 | https://www.assets.signify.com/is/image/PhilipsLighting/a0ed5330995a411788f4a4a300cd849b | [18 empty] | ADAM-22ed803395ea4bbaaa26adad005c52c6 | https://www.assets.signify.com/is/content/Signify/97d84e3c3c3247e39929adad005c55a1 | [14 empty] | G | 1050 lumen |  | 830 ¦ CCT of 3000K | 81 | 3000 K | 16.2 W | 66.6 lm/W |  |  | 1050 lumen |  | 16.2 W | [6 empty] | https://www.lighting.philips.com/link/927939083040_EU/prd/aa/en
FP-927939083540 | PL-Q 16W/835/2P 1CT/10BOX | 927939083540 | 2007-04-16 00:00:00 | 4.0 mg |  |  |  |  | GR8 ¦ GR8 | 3500 K | White (WH) | 0.195 A |  |  | No | 17 kWh | [81 empty] | ADAM-86434 | https://www.assets.signify.com/is/image/Signify/2426e94a91784db5a552a4a300cd8138 | ADAM-20151211213556597 | https://www.assets.signify.com/is/content/PhilipsLighting/fp927939083540-pss-global | ADAM-3626 | https://www.assets.signify.com/is/image/PhilipsLighting/a0ed5330995a411788f4a4a300cd849b | [18 empty] | ADAM-891dd477d9324a819584adad005cb70c | https://www.assets.signify.com/is/content/Signify/3b79dd18ffe64def8e50adad005cb80e | [14 empty] | G | 1050 lumen |  | 835 ¦ CCT of 3500K | 81 | 3500 K | 16.2 W | 66.6 lm/W |  |  | 1050 lumen |  | 16.2 W | [6 empty] | https://www.lighting.philips.com/link/927939083540_EU/prd/aa/en
FP-927939182740 | PL-Q 16W/827/4P 1CT/10BOX | 927939182740 | 2007-04-16 00:00:00 | 4 mg |  |  |  |  | GR10Q ¦ GR10q | 2700 K | Incandescent White | 0.195 A |  |  | Yes | 17 kWh | [81 empty] | ADAM-86435 | https://www.assets.signify.com/is/image/Signify/52d068839da64345ac01a4a300cdbd82 | ADAM-20151211094908918 | https://www.assets.signify.com/is/content/PhilipsLighting/fp927939182740-pss-global | ADAM-3636 | https://www.assets.signify.com/is/image/PhilipsLighting/8f6979acd6924668a939a4a300cdc2d3 | [18 empty] | ADAM-92a8a50542c34dd4937fadad005d1674 | https://www.assets.signify.com/is/content/Signify/6d43ee1d50d3430cb0d8adad005d181d | [14 empty] | G | 1050 lumen |  | 827 ¦ CCT of 2700K | 81 | 2700 K | 16.2 W | 66.6 lm/W |  |  | 1050 lumen |  | 16.2 W | [6 empty] | https://www.lighting.philips.com/link/927939182740_EU/prd/aa/en
FP-927939183540 | PL-Q 16W/835/4P 1CT/10BOX | 927939183540 | 2007-04-16 00:00:00 | 4 mg |  |  |  |  | GR10Q ¦ GR10q | 3500 K | White (WH) | 0.195 A |  |  | Yes | 17 kWh | [81 empty] | ADAM-86435 | https://www.assets.signify.com/is/image/Signify/52d068839da64345ac01a4a300cdbd82 | ADAM-20151210192823480 | https://www.assets.signify.com/is/content/PhilipsLighting/fp927939183540-pss-global | ADAM-3636 | https://www.assets.signify.com/is/image/PhilipsLighting/8f6979acd6924668a939a4a300cdc2d3 | [18 empty] | ADAM-39d3c7819c4b4e349f7dadad005dc209 | https://www.assets.signify.com/is/content/Signify/80085e0d314a43a3be09adad005dc47f | [14 empty] | G | 1050 lumen |  | 835 ¦ CCT of 3500K | 81 | 3500 K | 16.2 W | 66.6 lm/W |  |  | 1050 lumen |  | 16.2 W | [6 empty] | https://www.lighting.philips.com/link/927939183540_EU/prd/aa/en
FP-927939283040 | PL-Q 28W/830/2P 1CT/10BOX | 927939283040 | 2007-04-16 00:00:00 | 4.0 mg |  |  |  |  | GR8 ¦ GR8 | 3000 K | Warm White (WW) | 0.320 A |  |  | No | 29 kWh | [81 empty] | ADAM-86434 | https://www.assets.signify.com/is/image/Signify/2426e94a91784db5a552a4a300cd8138 | ADAM-20151211014903979 | https://www.assets.signify.com/is/content/PhilipsLighting/fp927939283040-pss-global | ADAM-3626 | https://www.assets.signify.com/is/image/PhilipsLighting/a0ed5330995a411788f4a4a300cd849b | [18 empty] | ADAM-65cd0fdbe6614a5b9b68adad005e9c82 | https://www.assets.signify.com/is/content/Signify/15a0c6cd2b3542d2ae86adad005ea128 | [14 empty] | G | 2050 lumen |  | 830 ¦ CCT of 3000K | 81 | 3000 K | 28.4 W | 73.2 lm/W |  |  | 2050 lumen |  | 28.4 W | [6 empty] | https://www.lighting.philips.com/link/927939283040_EU/prd/aa/en
FP-927939384040 | PL-Q 28W/840/4P 1CT/10BOX | 927939384040 | 2007-04-16 00:00:00 | 4 mg |  |  |  |  | GR10Q ¦ GR10q | 4000 K | Cool White (CW) | 0.320 A |  |  | Yes | 29 kWh | [81 empty] | ADAM-86435 | https://www.assets.signify.com/is/image/Signify/52d068839da64345ac01a4a300cdbd82 | ADAM-20151210212624687 | https://www.assets.signify.com/is/content/PhilipsLighting/fp927939384040-pss-global | ADAM-3636 | https://www.assets.signify.com/is/image/PhilipsLighting/8f6979acd6924668a939a4a300cdc2d3 | [18 empty] | ADAM-57bf51832c16442ea77fadad006267b2 | https://www.assets.signify.com/is/content/Signify/9b20168264bb4cdb9e85adad00626b40 | [14 empty] | G | 2050 lumen |  | 840 ¦ CCT of 4000K | 81 | 4000 K | 28.4 W | 73.2 lm/W |  |  | 2050 lumen |  | 28.4 W | [6 empty] | https://www.lighting.philips.com/link/927939384040_EU/prd/aa/en
FP-927939483040 | PL-Q 38W/830/4P 1CT/10BOX | 927939483040 | 2007-04-16 00:00:00 | 4 mg |  |  |  |  | GR10Q ¦ GR10q | 3000 K | Warm White (WW) | 0.430 A |  |  | Yes | 39 kWh | [81 empty] | ADAM-86435 | https://www.assets.signify.com/is/image/Signify/52d068839da64345ac01a4a300cdbd82 | ADAM-20151211062500211 | https://www.assets.signify.com/is/content/PhilipsLighting/fp927939483040-pss-global | ADAM-3636 | https://www.assets.signify.com/is/image/PhilipsLighting/8f6979acd6924668a939a4a300cdc2d3 | [18 empty] | ADAM-085565f3ae2f4c82b507adb1013cf5c3 | https://www.assets.signify.com/is/content/Signify/bcbce3a0c79948b1b0d7adb1013cf9f1 | [14 empty] | G | 2750 lumen |  | 830 ¦ CCT of 3000K | 81 | 3000 K | 38.4 W | 75 lm/W |  |  | 2750 lumen |  | 38.4 W | [6 empty] | https://www.lighting.philips.com/link/927939483040_EU/prd/aa/en
FP-927939484040 | PL-Q 38W/840/4P 1CT/10BOX | 927939484040 | 2007-04-16 00:00:00 | 4 mg |  |  |  |  | GR10Q ¦ GR10q | 4000 K | Cool White (CW) | 0.430 A |  |  | Yes | 39 kWh | [81 empty] | ADAM-86435 | https://www.assets.signify.com/is/image/Signify/52d068839da64345ac01a4a300cdbd82 | ADAM-20151211060809635 | https://www.assets.signify.com/is/content/PhilipsLighting/fp927939484040-pss-global | ADAM-3636 | https://www.assets.signify.com/is/image/PhilipsLighting/8f6979acd6924668a939a4a300cdc2d3 | [18 empty] | ADAM-100e9e6ae9f64ba49053adad0063859d | https://www.assets.signify.com/is/content/Signify/e3a5f8e798d84278b05aadad00638918 | [14 empty] | G | 2750 lumen |  | 840 ¦ CCT of 4000K | 81 | 4000 K | 38.4 W | 75 lm/W |  |  | 2750 lumen |  | 38.4 W | [6 empty] | https://www.lighting.philips.com/link/927939484040_EU/prd/aa/en
FP-927965083013 | MASTER TL5 Circular 22W/830 1CT/10 | 927965083013 | 2004-08-30 00:00:00 | 4 mg |  |  |  | C-T5 ¦ C-T5 16 mm | 2GX13 ¦ 2GX13 | 3000 K | Warm White (WW) | 0.300 A |  |  | Yes | 24 kWh | [81 empty] | ADAM-85905 | https://www.assets.signify.com/is/image/Signify/df34b8b0b50248d8b7e0a4a300dea675 | ADAM-20151210180545480 | https://www.assets.signify.com/is/content/PhilipsLighting/fp927965083013-pss-global | ADAM-3937 | https://www.assets.signify.com/is/image/PhilipsLighting/f67ff79141ea4a90b399a4a300deabc0 | [18 empty] | ADAM-a6747bbc81e141848f7dadad004eb273 | https://www.assets.signify.com/is/content/Signify/bcf17b965c9d473fb7afadad004eb36b | [14 empty] | G | 1800 lumen |  | 830 ¦ CCT of 3000K | 81 | 3000 K | 23.5 W | 82 lm/W |  |  | 1800 lumen |  | 23.5 W | [6 empty] | https://www.lighting.philips.com/link/927965083013_EU/prd/aa/en
FP-927965084013 | MASTER TL5 Circular 22W/840 1CT/10 | 927965084013 | 2004-08-30 00:00:00 | 4 mg |  |  |  | C-T5 ¦ C-T5 16 mm | 2GX13 ¦ 2GX13 | 4000 K | Cool White (CW) | 0.300 A |  |  | Yes | 24 kWh | [81 empty] | ADAM-85905 | https://www.assets.signify.com/is/image/Signify/df34b8b0b50248d8b7e0a4a300dea675 | ADAM-20151211163351581 | https://www.assets.signify.com/is/content/PhilipsLighting/fp927965084013-pss-global | ADAM-3937 | https://www.assets.signify.com/is/image/PhilipsLighting/f67ff79141ea4a90b399a4a300deabc0 | [18 empty] | ADAM-958b04280c63422cb791adad004f117f | https://www.assets.signify.com/is/content/Signify/7c4530fa2943486b8e3badad004f12ff | [14 empty] | G | 1800 lumen |  | 840 ¦ CCT of 4000K | 81 | 4000 K | 23.5 W | 82 lm/W |  |  | 1800 lumen | 12000 hour(s) | 23.5 W | [6 empty] | https://www.lighting.philips.com/link/927965084013_EU/prd/aa/en
FP-927965583013 | MASTER TL5 Circular 40W/830 1CT/10 | 927965583013 | 2004-08-31 00:00:00 | 4 mg |  |  |  | C-T5 ¦ C-T5 16 mm | 2GX13 ¦ 2GX13 | 3000 K | Warm White (WW) | 0.320 A |  |  | Yes | 41 kWh | [81 empty] | ADAM-85905 | https://www.assets.signify.com/is/image/Signify/df34b8b0b50248d8b7e0a4a300dea675 | ADAM-20151211063508970 | https://www.assets.signify.com/is/content/PhilipsLighting/fp927965583013-pss-global | ADAM-3937 | https://www.assets.signify.com/is/image/PhilipsLighting/f67ff79141ea4a90b399a4a300deabc0 | [18 empty] | ADAM-46742480cfb44be69730adad004f6976 | https://www.assets.signify.com/is/content/Signify/9bcddfbcb4b14cb1afa2adad004f6adb | [14 empty] | G | 3300 lumen |  | 830 ¦ CCT of 3000K | 81 | 3000 K | 40.5 W | 83 lm/W |  |  | 3300 lumen |  | 40.5 W | [6 empty] | https://www.lighting.philips.com/link/927965583013_EU/prd/aa/en
FP-927965584013 | MASTER TL5 Circular 40W/840 1CT/10 | 927965584013 | 2004-08-31 00:00:00 | 4 mg |  |  |  | C-T5 ¦ C-T5 16 mm | 2GX13 ¦ 2GX13 | 4000 K | Cool White (CW) | 0.320 A |  |  | Yes | 41 kWh | [81 empty] | ADAM-85905 | https://www.assets.signify.com/is/image/Signify/df34b8b0b50248d8b7e0a4a300dea675 | ADAM-20151211081607625 | https://www.assets.signify.com/is/content/PhilipsLighting/fp927965584013-pss-global | ADAM-3937 | https://www.assets.signify.com/is/image/PhilipsLighting/f67ff79141ea4a90b399a4a300deabc0 | [18 empty] | ADAM-5124956a88bc4bd290a5adad004fcd9e | https://www.assets.signify.com/is/content/Signify/18cfa5dbf0c3445289d5adad004fcfcc | [14 empty] | G | 3300 lumen |  | 840 ¦ CCT of 4000K | 81 | 4000 K | 40.5 W | 83 lm/W |  |  | 3300 lumen |  | 40.5 W | [6 empty] | https://www.lighting.philips.com/link/927965584013_EU/prd/aa/en
FP-927965783013 | MASTER TL5 Circular 55W/830 1CT/10 | 927965783013 | 2004-08-31 00:00:00 | 4 mg |  |  |  | C-T5 ¦ C-T5 16 mm | 2GX13 ¦ 2GX13 | 3000 K | Warm White (WW) | 0.550 A |  |  | Yes | 56 kWh | [81 empty] | ADAM-85905 | https://www.assets.signify.com/is/image/Signify/df34b8b0b50248d8b7e0a4a300dea675 | ADAM-20151211081805652 | https://www.assets.signify.com/is/content/PhilipsLighting/fp927965783013-pss-global | ADAM-3937 | https://www.assets.signify.com/is/image/PhilipsLighting/f67ff79141ea4a90b399a4a300deabc0 | [18 empty] | ADAM-bdf425e880b4427ea9e2adad00503b38 | https://www.assets.signify.com/is/content/Signify/804573f423b144a3a651adad00503d9b | [14 empty] | G | 4210 lumen |  | 830 ¦ CCT of 3000K | 81 | 3000 K | 55.7 W | 76 lm/W |  |  | 4210 lumen | 12000 hour(s) | 55.7 W | [6 empty] | https://www.lighting.philips.com/link/927965783013_EU/prd/aa/en
FP-927965784013 | MASTER TL5 Circular 55W/840 1CT/10 | 927965784013 | 2004-08-31 00:00:00 | 4 mg |  |  |  | C-T5 ¦ C-T5 16 mm | 2GX13 ¦ 2GX13 | 4000 K | Cool White (CW) | 0.550 A |  |  | Yes | 56 kWh | [81 empty] | ADAM-85905 | https://www.assets.signify.com/is/image/Signify/df34b8b0b50248d8b7e0a4a300dea675 | ADAM-20151211210550108 | https://www.assets.signify.com/is/content/PhilipsLighting/fp927965784013-pss-global | ADAM-3937 | https://www.assets.signify.com/is/image/PhilipsLighting/f67ff79141ea4a90b399a4a300deabc0 | [18 empty] | ADAM-72a741d4e9cb4f22988cadad0050abbc | https://www.assets.signify.com/is/content/Signify/97da77d4de744e0ab654adad0050ae54 | [14 empty] | G | 4210 lumen |  | 841 ¦ CCT of 4100K | 81 | 4000 K | 55.7 W | 76 lm/W |  |  | 4210 lumen | 12000 hour(s) | 55.7 W | [6 empty] | https://www.lighting.philips.com/link/927965784013_EU/prd/aa/en
FP-927966083013 | MASTER TL5 Circular 60W/830 1CT/10 | 927966083013 | 2004-08-31 00:00:00 | 4 mg |  |  |  | C-T5 ¦ C-T5 16 mm | 2GX13 ¦ 2GX13 | 3000 K | Warm White (WW) | 0.470 A |  |  | Yes | 61 kWh | [81 empty] | ADAM-85905 | https://www.assets.signify.com/is/image/Signify/df34b8b0b50248d8b7e0a4a300dea675 | ADAM-20151210205444156 | https://www.assets.signify.com/is/content/PhilipsLighting/fp927966083013-pss-global | ADAM-3937 | https://www.assets.signify.com/is/image/PhilipsLighting/f67ff79141ea4a90b399a4a300deabc0 | [18 empty] | ADAM-20af4a3c56b14a8bbde9adad005154d5 | https://www.assets.signify.com/is/content/Signify/d54f61dfccc94b36b52fadad005157ec | [14 empty] | G | 5000 lumen |  | 830 ¦ CCT of 3000K | 81 | 3000 K | 60.6 W | 83 lm/W |  |  | 5000 lumen | 12000 hour(s) | 60.6 W | [6 empty] | https://www.lighting.philips.com/link/927966083013_EU/prd/aa/en
FP-927966084013 | MASTER TL5 Circular 60W/840 1CT/10 | 927966084013 | 2004-08-31 00:00:00 | 4 mg |  |  |  | C-T5 ¦ C-T5 16 mm | 2GX13 ¦ 2GX13 | 4000 K | Cool White (CW) | 0.470 A |  |  | Yes | 61 kWh | [81 empty] | ADAM-85905 | https://www.assets.signify.com/is/image/Signify/df34b8b0b50248d8b7e0a4a300dea675 | ADAM-20151210195008827 | https://www.assets.signify.com/is/content/PhilipsLighting/fp927966084013-pss-global | ADAM-3937 | https://www.assets.signify.com/is/image/PhilipsLighting/f67ff79141ea4a90b399a4a300deabc0 | [18 empty] | ADAM-2c8c6100906d4391a209adad0051f89b | https://www.assets.signify.com/is/content/Signify/1b61f525932441bd9191adad0051f9be | [14 empty] | G | 5000 lumen |  | 840 ¦ CCT of 4000K | 81 | 4000 K | 60.6 W | 83 lm/W |  |  | 5000 lumen |  | 60.6 W | [6 empty] | https://www.lighting.philips.com/link/927966084013_EU/prd/aa/en
FP-927982386514 | MASTER TL-D Xtreme 36W/865 SLV | 927982386514 | 2004-10-27 00:00:00 | 3.0 mg |  |  |  | T8 ¦ 26 mm (T8) | G13 ¦ Medium Bi-Pin Fluorescent | 6500 K | Cool Daylight | 0.430 A |  |  | Yes | 37 kWh | [81 empty] | ADAM-86524 | https://www.assets.signify.com/is/image/Signify/2bdd96a6e04a4a0c97cfa4a300d9cd57 | ADAM-20151211021747394 | https://www.assets.signify.com/is/content/PhilipsLighting/fp927982386514-pss-global | ADAM-4082 | https://www.assets.signify.com/is/image/PhilipsLighting/6ebf46a8e1764ecba1bca4a300d9d5a5 | [18 empty] | ADAM-128cadda8d3d4b70abdcadad003fafa6 | https://www.assets.signify.com/is/content/Signify/de5396ecbea64bd3b89cadad003fb179 | [14 empty] | G | 3150 lumen |  | 865 ¦ CCT of 6500K | 80 | 6500 K | 36.4 W | 88 lm/W |  |  | 3150 lumen |  | 36.4 W | [6 empty] | https://www.lighting.philips.com/link/927982386514_EU/prd/aa/en
FP-927983384014 | MASTER TL-D Xtreme 58W/840 SLV | 927983384014 | 2003-07-07 00:00:00 | 3.0 mg |  |  |  | T8 ¦ 26 mm (T8) | G13 ¦ Medium Bi-Pin Fluorescent | 4000 K | Cool White (CW) | 0.665 A |  |  | Yes | 59 kWh | [81 empty] | ADAM-86524 | https://www.assets.signify.com/is/image/Signify/2bdd96a6e04a4a0c97cfa4a300d9cd57 | ADAM-20151211100352635 | https://www.assets.signify.com/is/content/PhilipsLighting/fp927983384014-pss-global | ADAM-4082 | https://www.assets.signify.com/is/image/PhilipsLighting/6ebf46a8e1764ecba1bca4a300d9d5a5 | [18 empty] | ADAM-e42724a802e04a8f9778adad00406850 | https://www.assets.signify.com/is/content/Signify/d35393b53737451db56fadad00406957 | [14 empty] | G | 5100 lumen |  | 840 ¦ CCT of 4000K | 82 | 4000 K | 58.9 W | 88 lm/W |  |  | 5100 lumen |  | 58.9 W | [6 empty] | https://www.lighting.philips.com/link/927983384014_EU/prd/aa/en
FP-927989883031 | MASTER TL5 HE Eco 13=14W/830 UNP/40 | 927989883031 | 2009-08-28 00:00:00 | 1.2 mg |  |  |  | T5 ¦ 16 mm (T5) | G5 ¦ G5 | 3000 K | Warm White (WW) | 0.170 A |  |  | Yes | 13 kWh | [81 empty] | ADAM-87275 | https://www.assets.signify.com/is/image/Signify/d929044a9764459fa2dea4a300dfa94c | ADAM-20151211015005151 | https://www.assets.signify.com/is/content/PhilipsLighting/fp927989883031-pss-global | ADAM-3977 | https://www.assets.signify.com/is/image/PhilipsLighting/1b4e36cfe8654e5a8640a4a300dfaf33 | [18 empty] | ADAM-9fa9b38d73c1401ba7acadad00307c4f | https://www.assets.signify.com/is/content/Signify/7e850386731047ce8987adad00307daf | [14 empty] | F | 1150 lumen |  | 830 ¦ CCT of 3000K | 82 | 3000 K | 12.5 W | 92 lm/W |  |  | 1150 lumen |  | 12.5 W | [6 empty] | https://www.lighting.philips.com/link/927989883031_EU/prd/aa/en
FP-927989884031 | MASTER TL5 HE Eco 13=14W/840 UNP/40 | 927989884031 | 2009-08-28 00:00:00 | 1.2 mg |  |  |  | T5 ¦ 16 mm (T5) | G5 ¦ G5 | 4000 K | Cool White (CW) | 0.170 A |  |  | Yes | 13 kWh | [81 empty] | ADAM-87275 | https://www.assets.signify.com/is/image/Signify/d929044a9764459fa2dea4a300dfa94c | ADAM-20151211171451656 | https://www.assets.signify.com/is/content/PhilipsLighting/fp927989884031-pss-global | ADAM-3977 | https://www.assets.signify.com/is/image/PhilipsLighting/1b4e36cfe8654e5a8640a4a300dfaf33 | [18 empty] | ADAM-2a3f2ca28561410bb9c3adad0030e2d3 | https://www.assets.signify.com/is/content/Signify/4640fb5b2bcb468d90c9adad0030e438 | [14 empty] | F | 1150 lumen |  | 840 ¦ CCT of 4000K | 80 | 4000 K | 12.5 W | 92 lm/W |  |  | 1150 lumen |  | 12.5 W | [6 empty] | https://www.lighting.philips.com/link/927989884031_EU/prd/aa/en
FP-927990983031 | MASTER TL5 HE Eco 25=28W/830 UNP/40 | 927990983031 | 2008-11-28 00:00:00 | 1.2 mg |  |  |  | T5 ¦ 16 mm (T5) | G5 ¦ G5 | 3000 K | Warm White (WW) | 0.170 A |  |  | Yes | 26 kWh | [81 empty] | ADAM-87275 | https://www.assets.signify.com/is/image/Signify/d929044a9764459fa2dea4a300dfa94c | ADAM-20151211003916807 | https://www.assets.signify.com/is/content/PhilipsLighting/fp927990983031-pss-global | ADAM-3977 | https://www.assets.signify.com/is/image/PhilipsLighting/1b4e36cfe8654e5a8640a4a300dfaf33 | [18 empty] | ADAM-565c6008edc940b091c3adad0031c716 | https://www.assets.signify.com/is/content/Signify/d8d3aea15ffa4ed8be30adad0031c86c | [14 empty] | F | 2520 lumen |  | 830 ¦ CCT of 3000K | 82 | 3000 K | 25.4 W | 103 lm/W |  |  | 2520 lumen |  | 25.4 W | [6 empty] | https://www.lighting.philips.com/link/927990983031_EU/prd/aa/en
FP-927990984031 | MASTER TL5 HE Eco 25=28W/840 UNP/40 | 927990984031 | 2008-11-28 00:00:00 | 1.2 mg |  |  |  | T5 ¦ 16 mm (T5) | G5 ¦ G5 | 4000 K | Cool White (CW) | 0.170 A |  |  | Yes | 26 kWh | [81 empty] | ADAM-87275 | https://www.assets.signify.com/is/image/Signify/d929044a9764459fa2dea4a300dfa94c | ADAM-20151211020047955 | https://www.assets.signify.com/is/content/PhilipsLighting/fp927990984031-pss-global | ADAM-3977 | https://www.assets.signify.com/is/image/PhilipsLighting/1b4e36cfe8654e5a8640a4a300dfaf33 | [18 empty] | ADAM-80fe38d30cb644058b03adad0032260d | https://www.assets.signify.com/is/content/Signify/3c59919885b84d7b8a81adad00322803 | [14 empty] | F | 2520 lumen |  | 840 ¦ CCT of 4000K | 80 | 4000 K | 25.4 W | 103 lm/W |  |  | 2520 lumen |  | 25.4 W | [6 empty] | https://www.lighting.philips.com/link/927990984031_EU/prd/aa/en
FP-927991784031 | MASTER TL5 HO Eco 45=49W/840 UNP/40 | 927991784031 | 2008-11-28 00:00:00 | 1.2 mg |  |  |  | T5 ¦ 16 mm (T5) | G5 ¦ G5 | 4000 K | Cool White (CW) | 0.260 A |  |  | Yes | 46 kWh | [81 empty] | ADAM-87274 | https://www.assets.signify.com/is/image/Signify/2da282b2a1874b36b131a4a300defe3b | ADAM-20151211214214174 | https://www.assets.signify.com/is/content/PhilipsLighting/fp927991784031-pss-global | ADAM-3951 | https://www.assets.signify.com/is/image/PhilipsLighting/25fbb24d15ac4212b133a4a300df03f7 | [18 empty] | ADAM-2dccc58006584b25bf0fadad00330333 | https://www.assets.signify.com/is/content/Signify/72a0b1ca8eee4f378451adad00330575 | [14 empty] | F | 4225 lumen |  | 840 ¦ CCT of 4000K | 80 | 4000 K | 45.4 W | 92 lm/W |  |  | 4225 lumen |  | 45.4 W | [6 empty] | https://www.lighting.philips.com/link/927991784031_EU/prd/aa/en
FP-927991883031 | MASTER TL5 HO Eco 73=80W/830 UNP/40 | 927991883031 | 2008-11-28 00:00:00 | 1.2 mg |  |  |  | T5 ¦ 16 mm (T5) | G5 ¦ G5 | 3000 K | Warm White (WW) | 0.550 A |  |  | Yes | 80 kWh | [81 empty] | ADAM-87274 | https://www.assets.signify.com/is/image/Signify/2da282b2a1874b36b131a4a300defe3b | ADAM-20151211035241322 | https://www.assets.signify.com/is/content/PhilipsLighting/fp927991883031-pss-global | ADAM-3951 | https://www.assets.signify.com/is/image/PhilipsLighting/25fbb24d15ac4212b133a4a300df03f7 | [35 empty] | 7000 lumen |  | 830 ¦ CCT of 3000K | 82 | 3000 K | 73.3 W | 89 lm/W |  |  | 7000 lumen |  | 73.3 W | [6 empty] | https://www.lighting.philips.com/link/927991883031_EU/prd/aa/en
FP-928000003340 | TL Mini 4W/33-640 FAM/10X25BOX | 928000003340 | 2005-11-30 00:00:00 | 4.4 mg |  |  |  | T5 ¦ 16 mm (T5) | G5 ¦ G5 | 4000 K | Cool White (CW) | 0.170 A |  |  | Yes | 5 kWh | [81 empty] | ADAM-85934 | https://www.assets.signify.com/is/image/Signify/f8f09deedf674586af0ea4a300d86782 | ADAM-20151210234301029 | https://www.assets.signify.com/is/content/PhilipsLighting/fp928000003340-pss-global | ADAM-91225 | https://www.assets.signify.com/is/image/PhilipsLighting/e5ca3fe800c240908034a4a300d86dca | [18 empty] | ADAM-0393b57d1e114e6e8514adad00337072 | https://www.assets.signify.com/is/content/Signify/c06e04c3357e4113a4eeadad0033716b | [14 empty] | G | 130 lumen |  | 33-640 | 58 | 4000 K | 4.5 W | 35 lm/W |  |  | 130 lumen |  | 4.5 W |  |  |  | 29 V |  |  | https://www.lighting.philips.com/link/928000003340_EU/prd/aa/en
FP-928000010803 | TL 4W BLB 1FM/10X25CC | 928000010803 | 2006-02-24 00:00:00 |  |  |  |  | T5 ¦ 16 mm (T5) | G5 ¦ G5 |  | Blacklight Blue | 0.170 A | [85 empty] | ADAM-87810 | https://www.assets.signify.com/is/image/Signify/22d0ebdc7be9448a9d95a4a300e0d71d | ADAM-20151211143119848 | https://www.assets.signify.com/is/content/PhilipsLighting/fp928000010803-pss-global | ADAM-119826 | https://www.assets.signify.com/is/image/PhilipsLighting/3c7917e60a7446509596a4a300e0da35 | [37 empty] | 108 ¦ 08 lead free glass |  |  | 4.5 W | [5 empty] | 4.5 W |  |  |  | 29 V |  |  | https://www.lighting.philips.com/link/928000010803_EU/prd/aa/en
FP-928000503340 | TL Mini 6W/33-640 FAM/10X25BOX | 928000503340 | 2005-11-30 00:00:00 | 4.4 mg |  |  |  | T5 ¦ 16 mm (T5) | G5 ¦ G5 | 4000 K | Cool White (CW) | 0.160 A |  |  | Yes | 6 kWh | [81 empty] | ADAM-85934 | https://www.assets.signify.com/is/image/Signify/f8f09deedf674586af0ea4a300d86782 | ADAM-20151211111008091 | https://www.assets.signify.com/is/content/PhilipsLighting/fp928000503340-pss-global | ADAM-91225 | https://www.assets.signify.com/is/image/PhilipsLighting/e5ca3fe800c240908034a4a300d86dca | [18 empty] | ADAM-ff22f5f2ffcd415e930dadad0033d5ad | https://www.assets.signify.com/is/content/Signify/aa52c5cf83134a5397c9adad0033d787 | [14 empty] | G | 260 lumen |  | 33-640 | 59 | 4000 K | 6.0 W | 43 lm/W |  |  | 260 lumen |  | 6.0 W |  |  |  | 42 V |  |  | https://www.lighting.philips.com/link/928000503340_EU/prd/aa/en
FP-928000510803 | TL 6W BLB 1FM/10X25CC | 928000510803 | 2006-02-24 00:00:00 |  |  |  |  | T5 ¦ 16 mm (T5) | G5 ¦ G5 |  | Blacklight Blue | 0.170 A | [85 empty] | ADAM-87810 | https://www.assets.signify.com/is/image/Signify/22d0ebdc7be9448a9d95a4a300e0d71d | ADAM-20151210210446491 | https://www.assets.signify.com/is/content/PhilipsLighting/fp928000510803-pss-global | ADAM-119826 | https://www.assets.signify.com/is/image/PhilipsLighting/3c7917e60a7446509596a4a300e0da35 | [37 empty] | 108 ¦ 08 lead free glass |  |  | 6.0 W | [5 empty] | 6.0 W |  |  |  | 42 V |  |  | https://www.lighting.philips.com/link/928000510803_EU/prd/aa/en
FP-928001003318 | TL Mini 8W/33-640 FAM/10X25BOX | 928001003318 | 2001-04-20 00:00:00 | 4.4 mg |  |  |  | T5 ¦ 16 mm (T5) | G5 ¦ G5 | 4000 K | Cool White (CW) | 0.145 A |  |  | Yes | 8 kWh | [81 empty] | ADAM-85934 | https://www.assets.signify.com/is/image/Signify/f8f09deedf674586af0ea4a300d86782 | ADAM-20151211040149845 | https://www.assets.signify.com/is/content/PhilipsLighting/fp928001003318-pss-global | ADAM-91225 | https://www.assets.signify.com/is/image/PhilipsLighting/e5ca3fe800c240908034a4a300d86dca | [18 empty] | ADAM-c9f19a296b9348968f68adad0034a8ad | https://www.assets.signify.com/is/content/Signify/19714479a909459fa623adad0034a9a5 | [14 empty] | G | 380 lumen |  | 33-640 | 59 | 4000 K | 7.1 W | 51 lm/W |  |  | 380 lumen |  | 7.1 W |  |  |  | 56 V |  |  | https://www.lighting.philips.com/link/928001003318_EU/prd/aa/en
FP-928001005440 | TL Mini 8W/54-765 FAM/10X25BOX | 928001005440 | 2005-12-01 00:00:00 | 4.4 mg |  |  |  | T5 ¦ 16 mm (T5) | G5 ¦ G5 | 6500 K | Cool Daylight | 0.145 A |  |  | Yes | 8 kWh | [81 empty] | ADAM-85934 | https://www.assets.signify.com/is/image/Signify/f8f09deedf674586af0ea4a300d86782 | ADAM-20151211063954045 | https://www.assets.signify.com/is/content/PhilipsLighting/fp928001005440-pss-global | ADAM-91225 | https://www.assets.signify.com/is/image/PhilipsLighting/e5ca3fe800c240908034a4a300d86dca | [18 empty] | ADAM-3846865294b74e1a97deadad0034fe9d | https://www.assets.signify.com/is/content/Signify/54949b618a0a45d9b808adad00350063 | [14 empty] | G | 335 lumen |  | 54-765 | 72 | 6500 K | 7.1 W | 48 lm/W |  |  | 335 lumen |  | 7.1 W |  |  |  | 56 V |  |  | https://www.lighting.philips.com/link/928001005440_EU/prd/aa/en
FP-928001008250 | MST TL Mini 8W/827 FAM/10X25BOX | 928001008250 | 2007-05-07 00:00:00 | 3.0 mg |  |  |  | T5 ¦ 16 mm (T5) | G5 ¦ G5 | 2700 K | Incandescent White | 0.145 A |  |  | Yes | 8 kWh | [81 empty] | ADAM-85906 | https://www.assets.signify.com/is/image/Signify/c13014bb95834f43bbc7a4a300e0b6c5 | ADAM-20151211035309347 | https://www.assets.signify.com/is/content/PhilipsLighting/fp928001008250-pss-global | ADAM-4033 | https://www.assets.signify.com/is/image/PhilipsLighting/a76b994301a94ff9bd18a4a300e0baff | [18 empty] | ADAM-218486b384b14582864cadad0035498e | https://www.assets.signify.com/is/content/Signify/e249f47baad34f1b9b77adad00354b7b | [14 empty] | G | 450 lumen |  | 827 ¦ CCT of 2700K | 82 | 2700 K | 7.1 W | 59 lm/W |  |  | 450 lumen |  | 7.1 W |  |  |  | 56 V |  |  | https://www.lighting.philips.com/link/928001008250_EU/prd/aa/en
FP-928001008350 | MST TL Mini 8W/830 FAM/10X25BOX | 928001008350 | 2007-05-07 00:00:00 | 3.0 mg |  |  |  | T5 ¦ 16 mm (T5) | G5 ¦ G5 | 3000 K | Warm White (WW) | 0.145 A |  |  | Yes | 8 kWh | [81 empty] | ADAM-85906 | https://www.assets.signify.com/is/image/Signify/c13014bb95834f43bbc7a4a300e0b6c5 | ADAM-20151210235802021 | https://www.assets.signify.com/is/content/PhilipsLighting/fp928001008350-pss-global | ADAM-4033 | https://www.assets.signify.com/is/image/PhilipsLighting/a76b994301a94ff9bd18a4a300e0baff | [18 empty] | ADAM-e4beb05dfae7460fa547adad00359b14 | https://www.assets.signify.com/is/content/Signify/703166a10ca24f32b51badad00359c96 | [14 empty] | G | 450 lumen |  | 830 ¦ CCT of 3000K | 82 | 3000 K | 7.1 W | 59 lm/W |  |  | 450 lumen |  | 7.1 W |  |  |  | 56 V |  |  | https://www.lighting.philips.com/link/928001008350_EU/prd/aa/en
FP-928001008450 | MST TL Mini 8W/840 FAM/10X25BOX | 928001008450 | 2007-05-07 00:00:00 | 3.0 mg |  |  |  | T5 ¦ 16 mm (T5) | G5 ¦ G5 | 4000 K | Cool White (CW) | 0.145 A |  |  | Yes | 8 kWh | [81 empty] | ADAM-85906 | https://www.assets.signify.com/is/image/Signify/c13014bb95834f43bbc7a4a300e0b6c5 | ADAM-20151211025416627 | https://www.assets.signify.com/is/content/PhilipsLighting/fp928001008450-pss-global | ADAM-4033 | https://www.assets.signify.com/is/image/PhilipsLighting/a76b994301a94ff9bd18a4a300e0baff | [18 empty] | ADAM-fcf08aef71fb46899f8cadad0035d507 | https://www.assets.signify.com/is/content/Signify/a7586104b59541039340adad0035d5f2 | [14 empty] | G | 450 lumen |  | 840 ¦ CCT of 4000K | 82 | 4000 K | 7.1 W | 59 lm/W |  |  | 450 lumen |  | 7.1 W |  |  |  | 56 V |  |  | https://www.lighting.philips.com/link/928001008450_EU/prd/aa/en
FP-928001010803 | TL 8W BLB 1FM/10X25CC | 928001010803 | 2006-02-24 00:00:00 |  |  |  |  | T5 ¦ 16 mm (T5) | G5 ¦ G5 |  | Blacklight Blue | 0.145 A | [85 empty] | ADAM-87810 | https://www.assets.signify.com/is/image/Signify/22d0ebdc7be9448a9d95a4a300e0d71d | ADAM-20151211080207772 | https://www.assets.signify.com/is/content/PhilipsLighting/fp928001010803-pss-global | ADAM-119826 | https://www.assets.signify.com/is/image/PhilipsLighting/3c7917e60a7446509596a4a300e0da35 | [37 empty] | 108 ¦ 08 lead free glass |  |  | 7.1 W | [5 empty] | 7.1 W |  |  |  | 56 V |  |  | https://www.lighting.philips.com/link/928001010803_EU/prd/aa/en
FP-928001503340 | TL Mini 13W/33-640 FAM/10X25BOX | 928001503340 | 2005-12-02 00:00:00 | 4.4 mg |  |  |  | T5 ¦ 16 mm (T5) | G5 ¦ G5 | 4000 K | Cool White (CW) | 0.170 A |  |  | Yes | 14 kWh | [81 empty] | ADAM-85934 | https://www.assets.signify.com/is/image/Signify/f8f09deedf674586af0ea4a300d86782 | ADAM-20151210181724278 | https://www.assets.signify.com/is/content/PhilipsLighting/fp928001503340-pss-global | ADAM-91225 | https://www.assets.signify.com/is/image/PhilipsLighting/e5ca3fe800c240908034a4a300d86dca | [18 empty] | ADAM-3aec01d359d04e6aa6faadad00361d94 | https://www.assets.signify.com/is/content/Signify/29c81bfb21724c43b713adad003620a8 | [14 empty] | G | 835 lumen |  | 33-640 | 59 | 4000 K | 13.1 W | 71 lm/W |  |  | 835 lumen |  | 13.1 W |  |  |  | 90 V |  |  | https://www.lighting.philips.com/link/928001503340_EU/prd/aa/en
FP-928001505440 | TL Mini 13W/54-765 FAM/10X25BOX | 928001505440 | 2005-12-02 00:00:00 | 4.4 mg |  |  |  | T5 ¦ 16 mm (T5) | G5 ¦ G5 | 6500 K | Cool Daylight | 0.170 A |  |  | Yes | 14 kWh | [81 empty] | ADAM-85934 | https://www.assets.signify.com/is/image/Signify/f8f09deedf674586af0ea4a300d86782 | ADAM-20151210220859481 | https://www.assets.signify.com/is/content/PhilipsLighting/fp928001505440-pss-global | ADAM-91225 | https://www.assets.signify.com/is/image/PhilipsLighting/e5ca3fe800c240908034a4a300d86dca | [18 empty] | ADAM-7803928faf5241fbad3aadad00367811 | https://www.assets.signify.com/is/content/Signify/d732fe5182f34ec3bdfeadad003679f3 | [14 empty] | G | 740 lumen |  | 54-765 | 72 | 6500 K | 13.1 W | 57 lm/W |  |  | 740 lumen |  | 13.1 W |  |  |  | 90 V |  |  | https://www.lighting.philips.com/link/928001505440_EU/prd/aa/en
FP-928001508250 | MST TL Mini 13W/827 FAM/10X25BOX | 928001508250 | 2007-05-07 00:00:00 | 3.0 mg |  |  |  | T5 ¦ 16 mm (T5) | G5 ¦ G5 | 2700 K | Incandescent White | 0.170 A |  |  | Yes | 14 kWh | [81 empty] | ADAM-85906 | https://www.assets.signify.com/is/image/Signify/c13014bb95834f43bbc7a4a300e0b6c5 | ADAM-20151211084755086 | https://www.assets.signify.com/is/content/PhilipsLighting/fp928001508250-pss-global | ADAM-4033 | https://www.assets.signify.com/is/image/PhilipsLighting/a76b994301a94ff9bd18a4a300e0baff | [18 empty] | ADAM-7a842245703c44e3befdadad0036d12a | https://www.assets.signify.com/is/content/Signify/fe16fcc196b84c89a1c0adad0036d418 | [14 empty] | G | 1000 lumen |  | 827 ¦ CCT of 2700K | 82 | 2700 K | 13.1 W | 77 lm/W |  |  | 1000 lumen |  | 13.1 W |  |  |  | 90 V |  |  | https://www.lighting.philips.com/link/928001508250_EU/prd/aa/en
FP-928001508350 | MST TL Mini 13W/830 FAM/10X25BOX | 928001508350 | 2007-05-07 00:00:00 | 3.0 mg |  |  |  | T5 ¦ 16 mm (T5) | G5 ¦ G5 | 3000 K | Warm White (WW) | 0.170 A |  |  | Yes | 14 kWh | [81 empty] | ADAM-85906 | https://www.assets.signify.com/is/image/Signify/c13014bb95834f43bbc7a4a300e0b6c5 | ADAM-20151210161651101 | https://www.assets.signify.com/is/content/PhilipsLighting/fp928001508350-pss-global | ADAM-4033 | https://www.assets.signify.com/is/image/PhilipsLighting/a76b994301a94ff9bd18a4a300e0baff | [18 empty] | ADAM-ef20843f2129477a8f71adad00373779 | https://www.assets.signify.com/is/content/Signify/43c967269c6e4be9ac9eadad003739e9 | [14 empty] | G | 1000 lumen |  | 830 ¦ CCT of 3000K | 82 | 3000 K | 13.1 W | 77 lm/W |  |  | 1000 lumen |  | 13.1 W |  |  |  | 90 V |  |  | https://www.lighting.philips.com/link/928001508350_EU/prd/aa/en
FP-928001508450 | MST TL Mini 13W/840 FAM/10X25BOX | 928001508450 | 2007-05-07 00:00:00 | 3.0 mg |  |  |  | T5 ¦ 16 mm (T5) | G5 ¦ G5 | 4000 K | Cool White (CW) | 0.170 A |  |  | Yes | 14 kWh | [81 empty] | ADAM-85906 | https://www.assets.signify.com/is/image/Signify/c13014bb95834f43bbc7a4a300e0b6c5 | ADAM-20151211051431020 | https://www.assets.signify.com/is/content/PhilipsLighting/fp928001508450-pss-global | ADAM-4033 | https://www.assets.signify.com/is/image/PhilipsLighting/a76b994301a94ff9bd18a4a300e0baff | [18 empty] | ADAM-9cd5c021162d4feda63badad00379528 | https://www.assets.signify.com/is/content/Signify/7c35b7f619ac40f3b66eadad00379808 | [14 empty] | G | 1000 lumen |  | 840 ¦ CCT of 4000K | 82 | 4000 K | 13.1 W | 77 lm/W |  |  | 1000 lumen |  | 13.1 W |  |  |  | 90 V |  |  | https://www.lighting.philips.com/link/928001508450_EU/prd/aa/en
FP-928024384001 | MASTER TL-D Super 80 14W/840 SLV/25 | 928024384001 | 2006-10-16 00:00:00 | 2 mg |  |  |  | T8 ¦ 26 mm (T8) | G13 ¦ Medium Bi-Pin Fluorescent | 4000 K | Cool Daylight | 0.380 A |  |  | Yes | 15 kWh | [81 empty] | ADAM-85890 | https://www.assets.signify.com/is/image/Signify/d7330a76ebba451192b5a4a300d8f04f | ADAM-20151211202015294 | https://www.assets.signify.com/is/content/PhilipsLighting/fp928024384001-pss-global | ADAM-4049 | https://www.assets.signify.com/is/image/PhilipsLighting/6d8ae61874a548479b6fa4a300d8f6e8 | [18 empty] | ADAM-93a57bfef7cf4ca0b95aadad0037fddd | https://www.assets.signify.com/is/content/Signify/a63ce9a338c142aaba01adad0037fecc | [14 empty] | G | 860 lumen |  | 840 ¦ CCT of 4000K | 83 | 4000 K | 14.2 W | 63 lm/W |  |  | 860 lumen |  | 14.2 W | [6 empty] | https://www.lighting.philips.com/link/928024384001_EU/prd/aa/en
FP-928025402043 | MASTER TL-D Food 30W/79 SLV/25 | 928025402043 | 2006-08-11 00:00:00 | 5.0 mg |  |  |  | T8 ¦ 26 mm (T8) | G13 ¦ Medium Bi-Pin Fluorescent | 3800 K | Food | 0.360 A |  |  | Yes | 37 kWh | [81 empty] | ADAM-85896 | https://www.assets.signify.com/is/image/Signify/9398ccb5d693401dad81a4a300dbb95f | ADAM-20151211124048001 | https://www.assets.signify.com/is/content/PhilipsLighting/fp928025402043-pss-global | ADAM-91273 | https://www.assets.signify.com/is/image/PhilipsLighting/e02e628415e942abad8fa4a300dbc377 | [35 empty] | 1300 lumen |  | 79 | 74 | 3800 K | 30.0 W | 43 lm/W |  |  | 1300 lumen |  | 30.0 W |  |  |  | 98 V |  |  | https://www.lighting.philips.com/link/928025402043_EU/prd/aa/en
FP-928026284070 | TL-E 22W/840 1CT/12 | 928026284070 | 2009-02-03 00:00:00 | 8 mg |  |  |  | C-T9 ¦ C-T9 29 mm | G10Q ¦ G10q | 4000 K | Cool White (CW) | 0.400 A |  |  | Yes | 23 kWh | [81 empty] | ADAM-85898 | https://www.assets.signify.com/is/image/Signify/0677cacd3f3b4734b5eca4a300dc5be3 | ADAM-20151211065117921 | https://www.assets.signify.com/is/content/PhilipsLighting/fp928026284070-pss-global | ADAM-4153 | https://www.assets.signify.com/is/image/PhilipsLighting/1446e74b4b5142fa87fba4a300dc61ad | [18 empty] | ADAM-9e7786f3ff224cbcb354adad0053f76b | https://www.assets.signify.com/is/content/Signify/64c7c7b87a10414a8538adad0053f873 | [14 empty] | G | 1285 lumen |  | 840 ¦ CCT of 4000K | 80 | 4000 K | 22.2 W | 59 lm/W |  |  | 1285 lumen |  | 22.2 W |  |  |  | 62 V |  |  | https://www.lighting.philips.com/link/928026284070_EU/prd/aa/en
FP-928026286570 | TL-E 22W/865 1CT/12 | 928026286570 | 2009-02-03 00:00:00 | 8 mg |  |  |  | C-T9 ¦ C-T9 29 mm | G10Q ¦ G10q | 6500 K | Cool Daylight | 0.400 A |  |  | Yes | 23 kWh | [81 empty] | ADAM-85898 | https://www.assets.signify.com/is/image/Signify/0677cacd3f3b4734b5eca4a300dc5be3 | ADAM-20151211202320764 | https://www.assets.signify.com/is/content/PhilipsLighting/fp928026286570-pss-global | ADAM-4153 | https://www.assets.signify.com/is/image/PhilipsLighting/1446e74b4b5142fa87fba4a300dc61ad | [18 empty] | ADAM-34c03ae34efc4a59ae7fadad0054626f | https://www.assets.signify.com/is/content/Signify/4052376b6ebd455f8b15adad005464b4 | [14 empty] | G | 1250 lumen |  | 865 ¦ CCT of 6500K | 80 | 6500 K | 22.2 W | 57 lm/W |  |  | 1250 lumen |  | 22.2 W |  |  |  | 62 V |  |  | https://www.lighting.philips.com/link/928026286570_EU/prd/aa/en
FP-928026383070 | TL-E 32W/830 1CT/12 | 928026383070 | 2006-08-09 00:00:00 | 8 mg |  |  |  | C-T9 ¦ C-T9 29 mm | G10Q ¦ G10q | 3000 K | Warm White (WW) | 0.450 A |  |  | Yes | 33 kWh | [81 empty] | ADAM-85898 | https://www.assets.signify.com/is/image/Signify/0677cacd3f3b4734b5eca4a300dc5be3 | ADAM-20151211185150028 | https://www.assets.signify.com/is/content/PhilipsLighting/fp928026383070-pss-global | ADAM-4153 | https://www.assets.signify.com/is/image/PhilipsLighting/1446e74b4b5142fa87fba4a300dc61ad | [18 empty] | ADAM-7fe1c9a088de48f3bde9adad0054d79e | https://www.assets.signify.com/is/content/Signify/609156de85e846139946adad0054db1e | [14 empty] | G | 2375 lumen |  | 830 ¦ CCT of 3000K | 80 | 3000 K | 32.8 W | 74 lm/W |  |  | 2375 lumen |  | 32.8 W |  |  |  | 81 V |  |  | https://www.lighting.philips.com/link/928026383070_EU/prd/aa/en
FP-928026384070 | TL-E 32W/840 1CT/12 | 928026384070 | 2006-08-09 00:00:00 | 8 mg |  |  |  | C-T9 ¦ C-T9 29 mm | G10Q ¦ G10q | 4000 K | Cool White (CW) | 0.450 A |  |  | Yes | 33 kWh | [81 empty] | ADAM-85898 | https://www.assets.signify.com/is/image/Signify/0677cacd3f3b4734b5eca4a300dc5be3 | ADAM-20151210184316430 | https://www.assets.signify.com/is/content/PhilipsLighting/fp928026384070-pss-global | ADAM-4153 | https://www.assets.signify.com/is/image/PhilipsLighting/1446e74b4b5142fa87fba4a300dc61ad | [18 empty] | ADAM-743df5960d7c402883a6adad00554f30 | https://www.assets.signify.com/is/content/Signify/a69775344935489692a3adad00555274 | [14 empty] | G | 2375 lumen |  | 840 ¦ CCT of 4000K | 80 | 4000 K | 32.8 W | 74 lm/W |  |  | 2375 lumen |  | 32.8 W |  |  |  | 81 V |  |  | https://www.lighting.philips.com/link/928026384070_EU/prd/aa/en
FP-928026386570 | TL-E 32W/865 1CT/12 | 928026386570 | 2009-02-03 00:00:00 | 8 mg |  |  |  | C-T9 ¦ C-T9 29 mm | G10Q ¦ G10q | 6500 K | Cool Daylight | 0.450 A |  |  | Yes | 33 kWh | [81 empty] | ADAM-85898 | https://www.assets.signify.com/is/image/Signify/0677cacd3f3b4734b5eca4a300dc5be3 | ADAM-20151211083356181 | https://www.assets.signify.com/is/content/PhilipsLighting/fp928026386570-pss-global | ADAM-4153 | https://www.assets.signify.com/is/image/PhilipsLighting/1446e74b4b5142fa87fba4a300dc61ad | [18 empty] | ADAM-ae5f5f0474ba4006b1c1adad0055c3da | https://www.assets.signify.com/is/content/Signify/2bebf7ec2170483ba7dbadad0055c56f | [14 empty] | G | 2310 lumen |  | 865 ¦ CCT of 6500K | 80 | 6500 K | 32.8 W | 72 lm/W |  |  | 2310 lumen |  | 32.8 W |  |  |  | 81 V |  |  | https://www.lighting.philips.com/link/928026386570_EU/prd/aa/en
FP-928027483070 | TL-E 40W/830 1CT/12 | 928027483070 | 2006-08-09 00:00:00 | 8 mg |  |  |  | C-T9 ¦ C-T9 29 mm | G10Q ¦ G10q | 3000 K | Warm White (WW) | 0.420 A |  |  | Yes | 41 kWh | [81 empty] | ADAM-85898 | https://www.assets.signify.com/is/image/Signify/0677cacd3f3b4734b5eca4a300dc5be3 | ADAM-20151210133741579 | https://www.assets.signify.com/is/content/PhilipsLighting/fp928027483070-pss-global | ADAM-4153 | https://www.assets.signify.com/is/image/PhilipsLighting/1446e74b4b5142fa87fba4a300dc61ad | [18 empty] | ADAM-f1ae40ae73ab48919e98adad00562b6a | https://www.assets.signify.com/is/content/Signify/54c8edd16287471f8c61adad00562eb2 | [14 empty] | G | 3200 lumen |  | 830 ¦ CCT of 3000K | 80 | 3000 K | 40.8 W | 80 lm/W |  |  | 3200 lumen |  | 40.8 W |  |  |  | 110 V |  |  | https://www.lighting.philips.com/link/928027483070_EU/prd/aa/en
FP-928027484070 | TL-E 40W/840 1CT/12 | 928027484070 | 2006-08-09 00:00:00 | 8 mg |  |  |  | C-T9 ¦ C-T9 29 mm | G10Q ¦ G10q | 4000 K | Cool White (CW) | 0.420 A |  |  | Yes | 41 kWh | [81 empty] | ADAM-85898 | https://www.assets.signify.com/is/image/Signify/0677cacd3f3b4734b5eca4a300dc5be3 | ADAM-20151211005507533 | https://www.assets.signify.com/is/content/PhilipsLighting/fp928027484070-pss-global | ADAM-4153 | https://www.assets.signify.com/is/image/PhilipsLighting/1446e74b4b5142fa87fba4a300dc61ad | [18 empty] | ADAM-6e847d66473a4e6ea93eadad0056b1f9 | https://www.assets.signify.com/is/content/Signify/01a0c3e15fa849b6b52eadad0056b2fb | [14 empty] | G | 3200 lumen |  | 840 ¦ CCT of 4000K | 80 | 4000 K | 40.8 W | 80 lm/W |  |  | 3200 lumen |  | 40.8 W |  |  |  | 110 V |  |  | https://www.lighting.philips.com/link/928027484070_EU/prd/aa/en
FP-928027486570 | TL-E 40W/865 1CT/12 | 928027486570 | 2009-02-03 00:00:00 | 8 mg |  |  |  | C-T9 ¦ C-T9 29 mm | G10Q ¦ G10q | 6500 K | Cool Daylight | 0.420 A |  |  | Yes | 41 kWh | [81 empty] | ADAM-85898 | https://www.assets.signify.com/is/image/Signify/0677cacd3f3b4734b5eca4a300dc5be3 | ADAM-20151210210850923 | https://www.assets.signify.com/is/content/PhilipsLighting/fp928027486570-pss-global | ADAM-4153 | https://www.assets.signify.com/is/image/PhilipsLighting/1446e74b4b5142fa87fba4a300dc61ad | [18 empty] | ADAM-a7b032bc4cfb4316b80fadad00570a38 | https://www.assets.signify.com/is/content/Signify/3ecab6fdf87e4925aadcadad00570b43 | [14 empty] | G | 3070 lumen |  | 865 ¦ CCT of 6500K | 80 | 6500 K | 40.8 W | 78 lm/W |  |  | 3070 lumen |  | 40.8 W |  |  |  | 110 V |  |  | https://www.lighting.philips.com/link/928027486570_EU/prd/aa/en
FP-928037703332 | TL-X XL 20W/33-640 SLV/25 | 928037703332 | 2002-02-27 00:00:00 | 12.0 mg |  |  |  | T12 ¦ 38 mm (T12) | FA6 ¦ FA6 | 4000 K | Cool White (CW) | 0.380 A |  |  | Yes | 20 kWh | [81 empty] | ADAM-85908 | https://www.assets.signify.com/is/image/Signify/bc109f9926d045c28604a4a300dcfd36 | ADAM-20151211145253110 | https://www.assets.signify.com/is/content/PhilipsLighting/fp928037703332-pss-global | ADAM-4179 | https://www.assets.signify.com/is/image/PhilipsLighting/73be1d5b52ab4dc9ac91a4a300dd0211 | [18 empty] | ADAM-6801737f8bf64f1eacf6adad0038a654 | https://www.assets.signify.com/is/content/Signify/af3d8c899cc64b658055adad0038a812 | [14 empty] | G | 940 lumen |  | 33-640 | 60 | 4000 K | 20.0 W | 47 lm/W |  |  | 940 lumen |  | 20.0 W |  |  |  | 58 V |  |  | https://www.lighting.philips.com/link/928037703332_EU/prd/aa/en
FP-928037903332 | TL-X XL 40W/33-640 SLV/25 | 928037903332 | 2002-02-27 00:00:00 | 12.0 mg |  |  |  | T12 ¦ 38 mm (T12) | FA6 ¦ FA6 | 4000 K | Cool White (CW) | 0.430 A |  |  | Yes | 40 kWh | [81 empty] | ADAM-85908 | https://www.assets.signify.com/is/image/Signify/bc109f9926d045c28604a4a300dcfd36 | ADAM-20151211055653651 | https://www.assets.signify.com/is/content/PhilipsLighting/fp928037903332-pss-global | ADAM-4179 | https://www.assets.signify.com/is/image/PhilipsLighting/73be1d5b52ab4dc9ac91a4a300dd0211 | [18 empty] | ADAM-a3915ae6aa7a43e6884fadad0038f412 | https://www.assets.signify.com/is/content/Signify/bc4cc2c84ea349f8b568adad0038f4f0 | [14 empty] | G | 2300 lumen |  | 33-640 | 60 | 4000 K | 40.0 W | 58 lm/W |  |  | 2300 lumen |  | 40.0 W |  |  |  | 103 V |  |  | https://www.lighting.philips.com/link/928037903332_EU/prd/aa/en
FP-928043595081 | MASTER TL-D 90 De Luxe 18W/952 SLV/10 | 928043595081 | 2006-08-11 00:00:00 | 1.7 mg |  |  |  | T8 ¦ 26 mm (T8) | G13 ¦ Medium Bi-Pin Fluorescent | 5200 K | Daylight | 0.360 A |  |  | Yes | 19 kWh | [81 empty] | ADAM-86516 | https://www.assets.signify.com/is/image/Signify/42a9986802744467a2caa4a300db4083 | ADAM-20151211052053404 | https://www.assets.signify.com/is/content/PhilipsLighting/fp928043595081-pss-global | ADAM-91268 | https://www.assets.signify.com/is/image/PhilipsLighting/537d8525ef4441d5833ba4a300db45d4 | [18 empty] | ADAM-6fc5530e253d4800827cadad00393ac9 | https://www.assets.signify.com/is/content/Signify/dd2d2d6678e9450aa64cadad00393d14 | [14 empty] | G | 1150 lumen |  | 952 | 92 | 5200 K | 18.4 W | 62.5 lm/W |  |  | 1150 lumen |  | 18.4 W | [6 empty] | https://www.lighting.philips.com/link/928043595081_EU/prd/aa/en
FP-928043596581 | MASTER TL-D 90 De Luxe 18W/965 SLV/10 | 928043596581 | 2006-08-11 00:00:00 | 1.7 mg |  |  |  | T8 ¦ 26 mm (T8) | G13 ¦ Medium Bi-Pin Fluorescent | 6500 K | Cool Daylight | 0.360 A |  |  | Yes | 19 kWh | [81 empty] | ADAM-86516 | https://www.assets.signify.com/is/image/Signify/42a9986802744467a2caa4a300db4083 | ADAM-20151211161816681 | https://www.assets.signify.com/is/content/PhilipsLighting/fp928043596581-pss-global | ADAM-91268 | https://www.assets.signify.com/is/image/PhilipsLighting/537d8525ef4441d5833ba4a300db45d4 | [18 empty] | ADAM-56adb36aef4a491c902aadad0039a83b | https://www.assets.signify.com/is/content/Signify/923ab9a3969d4270bd7dadad0039a925 | [14 empty] | G | 1150 lumen |  | 965 ¦ CCT of 6500K | 93 | 6500 K | 18.4 W | 62.5 lm/W |  |  | 1150 lumen |  | 18.4 W | [6 empty] | https://www.lighting.philips.com/link/928043596581_EU/prd/aa/en
FP-928043795081 | MASTER TL-D 90 Graphica 18W/952 SLV/10 | 928043795081 | 2006-08-11 00:00:00 | 1.7 mg |  |  |  | T8 ¦ 26 mm (T8) | G13 ¦ Medium Bi-Pin Fluorescent | 5200 K | Daylight | 0.360 A |  |  | Yes | 19 kWh | [81 empty] | ADAM-86515 | https://www.assets.signify.com/is/image/Signify/2b1b8bb0d8d24fdc92d8a4a300daff11 | ADAM-20151211035312847 | https://www.assets.signify.com/is/content/PhilipsLighting/fp928043795081-pss-global | ADAM-4106 | https://www.assets.signify.com/is/image/PhilipsLighting/9d21a6f16e2c4623a85fa4a300db031c | [18 empty] | ADAM-4566232ec7264df79b7cadad003a2461 | https://www.assets.signify.com/is/content/Signify/20a60ff99a684a13901eadad003a2615 | [14 empty] | G | 960 lumen |  | 952 | 95 | 5200 K | 18.4 W | 52.2 lm/W |  |  | 960 lumen |  | 18.4 W | [6 empty] | https://www.lighting.philips.com/link/928043795081_EU/prd/aa/en
FP-928043796581 | MASTER TL-D 90 Graphica 18W/965 SLV/10 | 928043796581 | 2006-08-11 00:00:00 | 1.7 mg |  |  |  | T8 ¦ 26 mm (T8) | G13 ¦ Medium Bi-Pin Fluorescent | 6500 K | Cool Daylight | 0.360 A |  |  | Yes | 19 kWh | [81 empty] | ADAM-86515 | https://www.assets.signify.com/is/image/Signify/2b1b8bb0d8d24fdc92d8a4a300daff11 | ADAM-20151211094714715 | https://www.assets.signify.com/is/content/PhilipsLighting/fp928043796581-pss-global | ADAM-4106 | https://www.assets.signify.com/is/image/PhilipsLighting/9d21a6f16e2c4623a85fa4a300db031c | [18 empty] | ADAM-628381d6d60c457fb153adad003a8eb7 | https://www.assets.signify.com/is/content/Signify/95bc5a883dc348e6949badad003a9131 | [14 empty] | G | 950 lumen |  | 965 ¦ CCT of 6500K | 96 | 6500 K | 18.4 W | 51.6 lm/W |  |  | 950 lumen |  | 18.4 W | [6 empty] | https://www.lighting.philips.com/link/928043796581_EU/prd/aa/en
FP-928044595081 | MASTER TL-D 90 De Luxe 36W/952 SLV/10 | 928044595081 | 2006-08-11 00:00:00 | 1.7 mg |  |  |  | T8 ¦ 26 mm (T8) | G13 ¦ Medium Bi-Pin Fluorescent | 5200 K | Daylight | 0.440 A |  |  | Yes | 37 kWh | [81 empty] | ADAM-86516 | https://www.assets.signify.com/is/image/Signify/42a9986802744467a2caa4a300db4083 | ADAM-20151211044746953 | https://www.assets.signify.com/is/content/PhilipsLighting/fp928044595081-pss-global | ADAM-91268 | https://www.assets.signify.com/is/image/PhilipsLighting/537d8525ef4441d5833ba4a300db45d4 | [18 empty] | ADAM-7907607141c144eb8183adad003af0c1 | https://www.assets.signify.com/is/content/Signify/cabed3b7af3e48e8874fadad003af373 | [14 empty] | G | 2850 lumen |  | 952 | 92 | 5200 K | 36.8 W | 77.4 lm/W |  |  | 2850 lumen |  | 36.8 W | [6 empty] | https://www.lighting.philips.com/link/928044595081_EU/prd/aa/en
FP-928044596581 | MASTER TL-D 90 De Luxe 36W/965 SLV/10 | 928044596581 | 2006-08-11 00:00:00 | 1.7 mg |  |  |  | T8 ¦ 26 mm (T8) | G13 ¦ Medium Bi-Pin Fluorescent | 6500 K | Cool Daylight | 0.440 A |  |  | Yes | 37 kWh | [81 empty] | ADAM-86516 | https://www.assets.signify.com/is/image/Signify/42a9986802744467a2caa4a300db4083 | ADAM-20151210182920575 | https://www.assets.signify.com/is/content/PhilipsLighting/fp928044596581-pss-global | ADAM-91268 | https://www.assets.signify.com/is/image/PhilipsLighting/537d8525ef4441d5833ba4a300db45d4 | [18 empty] | ADAM-8acac8decf9c4210a075adad003b4877 | https://www.assets.signify.com/is/content/Signify/c509613dd4c54fcbaef4adad003b4afe | [14 empty] | G | 2850 lumen |  | 965 ¦ CCT of 6500K | 93 | 6500 K | 36.8 W | 77.4 lm/W |  |  | 2850 lumen |  | 36.8 W | [6 empty] | https://www.lighting.philips.com/link/928044596581_EU/prd/aa/en
FP-928044795081 | MASTER TL-D 90 Graphica 36W/952 SLV/10 | 928044795081 | 2006-08-11 00:00:00 | 1.7 mg |  |  |  | T8 ¦ 26 mm (T8) | G13 ¦ Medium Bi-Pin Fluorescent | 5200 K | Daylight | 0.440 A |  |  | Yes | 37 kWh | [81 empty] | ADAM-86515 | https://www.assets.signify.com/is/image/Signify/2b1b8bb0d8d24fdc92d8a4a300daff11 | ADAM-20151210230349097 | https://www.assets.signify.com/is/content/PhilipsLighting/fp928044795081-pss-global | ADAM-4106 | https://www.assets.signify.com/is/image/PhilipsLighting/9d21a6f16e2c4623a85fa4a300db031c | [18 empty] | ADAM-9434697d4e3c4d2e89f1adad003b9b56 | https://www.assets.signify.com/is/content/Signify/c8149002b27449249c6dadad003b9d53 | [14 empty] | G | 2300 lumen |  | 952 | 95 | 5200 K | 36.8 W | 62.5 lm/W |  |  | 2300 lumen |  | 36.8 W | [6 empty] | https://www.lighting.philips.com/link/928044795081_EU/prd/aa/en
FP-928044796581 | MASTER TL-D 90 Graphica 36W/965 SLV/10 | 928044796581 | 2006-08-11 00:00:00 | 1.7 mg |  |  |  | T8 ¦ 26 mm (T8) | G13 ¦ Medium Bi-Pin Fluorescent | 6500 K | Cool Daylight | 0.440 A |  |  | Yes | 37 kWh | [81 empty] | ADAM-86515 | https://www.assets.signify.com/is/image/Signify/2b1b8bb0d8d24fdc92d8a4a300daff11 | ADAM-20151211143444132 | https://www.assets.signify.com/is/content/PhilipsLighting/fp928044796581-pss-global | ADAM-4106 | https://www.assets.signify.com/is/image/PhilipsLighting/9d21a6f16e2c4623a85fa4a300db031c | [18 empty] | ADAM-dbb17aeff3f840bbb04aadad003bf66a | https://www.assets.signify.com/is/content/Signify/3690009f6e2149e28d3dadad003bf8b4 | [14 empty] | G | 2100 lumen |  | 965 ¦ CCT of 6500K | 97 | 6500 K | 36.8 W | 57.1 lm/W |  |  | 2100 lumen |  | 36.8 W | [6 empty] | https://www.lighting.philips.com/link/928044796581_EU/prd/aa/en
FP-928045095081 | MASTER TL-D 90 De Luxe 58W/952 SLV/10 | 928045095081 | 2006-08-11 00:00:00 | 1.7 mg |  |  |  | T8 ¦ 26 mm (T8) | G13 ¦ Medium Bi-Pin Fluorescent | 5200 K | Daylight | 0.670 A |  |  | Yes | 60 kWh | [81 empty] | ADAM-86516 | https://www.assets.signify.com/is/image/Signify/42a9986802744467a2caa4a300db4083 | ADAM-20151211192650784 | https://www.assets.signify.com/is/content/PhilipsLighting/fp928045095081-pss-global | ADAM-91268 | https://www.assets.signify.com/is/image/PhilipsLighting/537d8525ef4441d5833ba4a300db45d4 | [18 empty] | ADAM-636aff3fa1f74056a700adad003c613f | https://www.assets.signify.com/is/content/Signify/bf666e8eeab642c2b622adad003c63e5 | [14 empty] | G | 4550 lumen |  | 952 | 92 | 5200 K | 59.8 W | 76.1 lm/W |  |  | 4550 lumen |  | 59.8 W | [6 empty] | https://www.lighting.philips.com/link/928045095081_EU/prd/aa/en
FP-928045096581 | MASTER TL-D 90 De Luxe 58W/965 SLV/10 | 928045096581 | 2006-08-11 00:00:00 | 1.7 mg |  |  |  | T8 ¦ 26 mm (T8) | G13 ¦ Medium Bi-Pin Fluorescent | 6500 K | Cool Daylight | 0.670 A |  |  | Yes | 60 kWh | [81 empty] | ADAM-86516 | https://www.assets.signify.com/is/image/Signify/42a9986802744467a2caa4a300db4083 | ADAM-20151211002952326 | https://www.assets.signify.com/is/content/PhilipsLighting/fp928045096581-pss-global | ADAM-91268 | https://www.assets.signify.com/is/image/PhilipsLighting/537d8525ef4441d5833ba4a300db45d4 | [18 empty] | ADAM-6309ee4c1f594872bea3adad003cd6b2 | https://www.assets.signify.com/is/content/Signify/d13088a231d447c8ada4adad003cd9d8 | [14 empty] | G | 4550 lumen |  | 965 ¦ CCT of 6500K | 93 | 6500 K | 59.8 W | 76.1 lm/W |  |  | 4550 lumen |  | 59.8 W | [6 empty] | https://www.lighting.philips.com/link/928045096581_EU/prd/aa/en
FP-928045295081 | MASTER TL-D 90 Graphica 58W/952 SLV/10 | 928045295081 | 2006-08-11 00:00:00 | 1.7 mg |  |  |  | T8 ¦ 26 mm (T8) | G13 ¦ Medium Bi-Pin Fluorescent | 5200 K | Daylight | 0.670 A |  |  | Yes | 60 kWh | [81 empty] | ADAM-86515 | https://www.assets.signify.com/is/image/Signify/2b1b8bb0d8d24fdc92d8a4a300daff11 | ADAM-20151211014901698 | https://www.assets.signify.com/is/content/PhilipsLighting/fp928045295081-pss-global | ADAM-4106 | https://www.assets.signify.com/is/image/PhilipsLighting/9d21a6f16e2c4623a85fa4a300db031c | [18 empty] | ADAM-d9e1c6e40d6f40b181a4adad003d28d9 | https://www.assets.signify.com/is/content/Signify/01f29afed2744df6a43eadad003d29d2 | [14 empty] | G | 3640 lumen |  | 952 | 97 | 5200 K | 59.6 W | 61.1 lm/W |  |  | 3640 lumen |  | 59.6 W | [6 empty] | https://www.lighting.philips.com/link/928045295081_EU/prd/aa/en
FP-928045296581 | MASTER TL-D 90 Graphica 58W/965 SLV/10 | 928045296581 | 2006-08-11 00:00:00 | 1.7 mg |  |  |  | T8 ¦ 26 mm (T8) | G13 ¦ Medium Bi-Pin Fluorescent | 6500 K | Cool Daylight | 0.670 A |  |  | Yes | 60 kWh | [81 empty] | ADAM-86515 | https://www.assets.signify.com/is/image/Signify/2b1b8bb0d8d24fdc92d8a4a300daff11 | ADAM-20151210173228851 | https://www.assets.signify.com/is/content/PhilipsLighting/fp928045296581-pss-global | ADAM-4106 | https://www.assets.signify.com/is/image/PhilipsLighting/9d21a6f16e2c4623a85fa4a300db031c | [18 empty] | ADAM-a05b3b096a934013b784adad003da97a | https://www.assets.signify.com/is/content/Signify/fbf7826d983b4363951cadad003daade | [14 empty] | G | 3625 lumen |  | 965 ¦ CCT of 6500K | 97 | 6500 K | 59.6 W | 60.8 lm/W |  |  | 3625 lumen |  | 59.6 W | [6 empty] | https://www.lighting.philips.com/link/928045296581_EU/prd/aa/en
FP-928048001505 | TL-D Colored 18W Red 1SL/25 | 928048001505 | 1998-03-21 00:00:00 | 13.0 mg |  |  |  | T8 ¦ 26 mm (T8) | G13 ¦ Medium Bi-Pin Fluorescent |  | Red (HO) | 0.360 A |  |  | Yes | 26 kWh | [81 empty] | ADAM-87804 | https://www.assets.signify.com/is/image/Signify/b3cbd462a1a04560b3e0a4a300db8912 | ADAM-20151211205723077 | https://www.assets.signify.com/is/content/PhilipsLighting/fp928048001505-pss-global | ADAM-4116 | https://www.assets.signify.com/is/image/PhilipsLighting/e70f6b897d4c4075b248a4a300db930b | [35 empty] | 25 lumen |  | 150 |  |  | 18.0 W |  |  |  | 25 lumen |  | 18.0 W |  |  |  | 59 V |  |  | https://www.lighting.philips.com/link/928048001505_EU/prd/aa/en
FP-928048001605 | TL-D Colored 18W Yellow 1SL/25 | 928048001605 | 1998-03-21 00:00:00 | 13.0 mg |  |  |  | T8 ¦ 26 mm (T8) | G13 ¦ Medium Bi-Pin Fluorescent |  | Yellow | 0.360 A |  |  | Yes | 23 kWh | [81 empty] | ADAM-87805 | https://www.assets.signify.com/is/image/Signify/02e67f0ec93c43ab914da4a300db8e8e | ADAM-20151211093353933 | https://www.assets.signify.com/is/content/PhilipsLighting/fp928048001605-pss-global | ADAM-4116 | https://www.assets.signify.com/is/image/PhilipsLighting/e70f6b897d4c4075b248a4a300db930b | [35 empty] | 700 lumen |  | 160 |  |  | 18.0 W |  |  |  | 700 lumen |  | 18.0 W |  |  |  | 59 V |  |  | https://www.lighting.philips.com/link/928048001605_EU/prd/aa/en
FP-928048001705 | TL-D Colored 18W Green 1SL/25 | 928048001705 | 1999-05-27 00:00:00 | 1.7 mg |  |  |  | T8 ¦ 26 mm (T8) | G13 ¦ Medium Bi-Pin Fluorescent |  | Green (G) | 0.360 A |  |  | Yes | 22 kWh | [81 empty] | ADAM-87803 | https://www.assets.signify.com/is/image/Signify/78291f8fca4646f8a784a4a300db8272 | ADAM-20151211053048152 | https://www.assets.signify.com/is/content/PhilipsLighting/fp928048001705-pss-global | ADAM-4116 | https://www.assets.signify.com/is/image/PhilipsLighting/e70f6b897d4c4075b248a4a300db930b | [35 empty] | 1800 lumen |  | 170 |  |  | 18.0 W |  |  |  | 1800 lumen |  | 18.0 W |  |  |  | 59 V |  |  | https://www.lighting.philips.com/link/928048001705_EU/prd/aa/en
FP-928048001805 | TL-D Colored 18W Blue 1SL/25 | 928048001805 | 1998-03-21 00:00:00 | 13.0 mg |  |  |  | T8 ¦ 26 mm (T8) | G13 ¦ Medium Bi-Pin Fluorescent |  | Blue (B) | 0.360 A |  |  | Yes | 23 kWh | [81 empty] | ADAM-87802 | https://www.assets.signify.com/is/image/Signify/7d04c5822d5c49b985eba4a300db7dfe | ADAM-20151211184349287 | https://www.assets.signify.com/is/content/PhilipsLighting/fp928048001805-pss-global | ADAM-4116 | https://www.assets.signify.com/is/image/PhilipsLighting/e70f6b897d4c4075b248a4a300db930b | [35 empty] | 400 lumen |  | 180 |  |  | 18.0 W |  |  |  | 400 lumen |  | 18.0 W |  |  |  | 59 V |  |  | https://www.lighting.philips.com/link/928048001805_EU/prd/aa/en
FP-928048002043 | MASTER TL-D Food 18W/79 SLV/25 | 928048002043 | 2006-08-11 00:00:00 | 5.0 mg |  |  |  | T8 ¦ 26 mm (T8) | G13 ¦ Medium Bi-Pin Fluorescent | 3800 K | Food | 0.360 A |  |  | Yes | 23 kWh | [81 empty] | ADAM-85896 | https://www.assets.signify.com/is/image/Signify/9398ccb5d693401dad81a4a300dbb95f | ADAM-20151211163845360 | https://www.assets.signify.com/is/content/PhilipsLighting/fp928048002043-pss-global | ADAM-91273 | https://www.assets.signify.com/is/image/PhilipsLighting/e02e628415e942abad8fa4a300dbc377 | [35 empty] | 740 lumen |  | 79 | 74 | 3800 K | 18.0 W | 41 lm/W |  |  | 740 lumen |  | 18.0 W |  |  |  | 59 V |  |  | https://www.lighting.philips.com/link/928048002043_EU/prd/aa/en
FP-928048010805 | TL-D 18W BLB 1SL/25 | 928048010805 | 2006-02-24 00:00:00 | 5.0 mg |  |  |  | T26 ¦ T 26mm | G13 ¦ Medium Bi-Pin Fluorescent |  | Blacklight Blue | 0.36 A | [85 empty] | ADAM-87818 | https://www.assets.signify.com/is/image/Signify/1ce7b7dcfa854f4bbec1a4a300db532a | ADAM-20151211181021144 | https://www.assets.signify.com/is/content/PhilipsLighting/fp928048010805-pss-global | ADAM-119994 | https://www.assets.signify.com/is/image/PhilipsLighting/bb6ced6365a141b38399a4a300db5736 | [37 empty] | 108 ¦ 08 lead free glass |  |  | 18 W | [5 empty] | 18 W |  |  |  | 59 V |  |  | https://www.lighting.philips.com/link/928048010805_EU/prd/aa/en
FP-928048501505 | TL-D Colored 36W Red 1SL/25 | 928048501505 | 1998-03-21 00:00:00 | 13.0 mg |  |  |  | T8 ¦ 26 mm (T8) | G13 ¦ Medium Bi-Pin Fluorescent |  | Red (HO) | 0.440 A |  |  | Yes | 51 kWh | [81 empty] | ADAM-87804 | https://www.assets.signify.com/is/image/Signify/b3cbd462a1a04560b3e0a4a300db8912 | ADAM-20151211091753743 | https://www.assets.signify.com/is/content/PhilipsLighting/fp928048501505-pss-global | ADAM-4116 | https://www.assets.signify.com/is/image/PhilipsLighting/e70f6b897d4c4075b248a4a300db930b | [35 empty] | 55 lumen |  | 150 |  |  | 36.0 W |  |  |  | 55 lumen |  | 36.0 W |  |  |  | 103 V |  |  | https://www.lighting.philips.com/link/928048501505_EU/prd/aa/en
FP-928048501605 | TL-D Colored 36W Yellow 1SL/25 | 928048501605 | 1998-03-21 00:00:00 | 13.0 mg |  |  |  | T8 ¦ 26 mm (T8) | G13 ¦ Medium Bi-Pin Fluorescent |  | Yellow | 0.440 A |  |  | Yes | 44 kWh | [81 empty] | ADAM-87805 | https://www.assets.signify.com/is/image/Signify/02e67f0ec93c43ab914da4a300db8e8e | ADAM-20151211061952158 | https://www.assets.signify.com/is/content/PhilipsLighting/fp928048501605-pss-global | ADAM-4116 | https://www.assets.signify.com/is/image/PhilipsLighting/e70f6b897d4c4075b248a4a300db930b | [35 empty] | 1580 lumen |  | 160 |  |  | 36.0 W |  |  |  | 1580 lumen |  | 36.0 W |  |  |  | 103 V |  |  | https://www.lighting.philips.com/link/928048501605_EU/prd/aa/en
FP-928048501705 | TL-D Colored 36W Green 1SL/25 | 928048501705 | 1999-05-28 00:00:00 | 1.7 mg |  |  |  | T8 ¦ 26 mm (T8) | G13 ¦ Medium Bi-Pin Fluorescent |  | Green (G) | 0.440 A |  |  | Yes | 42 kWh | [81 empty] | ADAM-87803 | https://www.assets.signify.com/is/image/Signify/78291f8fca4646f8a784a4a300db8272 | ADAM-20151210224108683 | https://www.assets.signify.com/is/content/PhilipsLighting/fp928048501705-pss-global | ADAM-4116 | https://www.assets.signify.com/is/image/PhilipsLighting/e70f6b897d4c4075b248a4a300db930b | [35 empty] | 4300 lumen |  | 170 |  |  | 36.0 W |  |  |  | 4300 lumen |  | 36.0 W |  |  |  | 103 V |  |  | https://www.lighting.philips.com/link/928048501705_EU/prd/aa/en
FP-928048501805 | TL-D Colored 36W Blue 1SL/25 | 928048501805 | 1998-03-21 00:00:00 | 13.0 mg |  |  |  | T8 ¦ 26 mm (T8) | G13 ¦ Medium Bi-Pin Fluorescent |  | Blue (B) | 0.440 A |  |  | Yes | 45 kWh | [81 empty] | ADAM-87802 | https://www.assets.signify.com/is/image/Signify/7d04c5822d5c49b985eba4a300db7dfe | ADAM-20151211140932020 | https://www.assets.signify.com/is/content/PhilipsLighting/fp928048501805-pss-global | ADAM-4116 | https://www.assets.signify.com/is/image/PhilipsLighting/e70f6b897d4c4075b248a4a300db930b | [35 empty] | 960 lumen |  | 180 |  |  | 36.0 W |  |  |  | 960 lumen |  | 36.0 W |  |  |  | 103 V |  |  | https://www.lighting.philips.com/link/928048501805_EU/prd/aa/en
FP-928048502043 | MASTER TL-D Food 36W/79 SLV/25 | 928048502043 | 2006-08-11 00:00:00 | 5.0 mg |  |  |  | T8 ¦ 26 mm (T8) | G13 ¦ Medium Bi-Pin Fluorescent | 3800 K | Food | 0.440 A |  |  | Yes | 43 kWh | [81 empty] | ADAM-85896 | https://www.assets.signify.com/is/image/Signify/9398ccb5d693401dad81a4a300dbb95f | ADAM-20151210164753444 | https://www.assets.signify.com/is/content/PhilipsLighting/fp928048502043-pss-global | ADAM-91273 | https://www.assets.signify.com/is/image/PhilipsLighting/e02e628415e942abad8fa4a300dbc377 | [35 empty] | 1750 lumen |  | 79 | 74 | 3800 K | 36.0 W | 49 lm/W |  |  | 1750 lumen |  | 36.0 W |  |  |  | 103 V |  |  | https://www.lighting.philips.com/link/928048502043_EU/prd/aa/en
FP-928048510805 | TL-D 36W BLB 1SL/25 | 928048510805 | 2006-02-24 00:00:00 | 5.0 mg |  |  |  | T26 ¦ T 26mm | G13 ¦ Medium Bi-Pin Fluorescent |  | Blacklight Blue | 0.44 A | [85 empty] | ADAM-87818 | https://www.assets.signify.com/is/image/Signify/1ce7b7dcfa854f4bbec1a4a300db532a | ADAM-20151210194617550 | https://www.assets.signify.com/is/content/PhilipsLighting/fp928048510805-pss-global | ADAM-119994 | https://www.assets.signify.com/is/image/PhilipsLighting/bb6ced6365a141b38399a4a300db5736 | [37 empty] | 108 ¦ 08 lead free glass |  |  | 36 W | [5 empty] | 36 W |  |  |  | 103 V |  |  | https://www.lighting.philips.com/link/928048510805_EU/prd/aa/en
FP-928049001505 | TL-D Colored 58W Red 1SL/25 | 928049001505 | 2006-11-17 00:00:00 | 13.0 mg |  |  |  | T8 ¦ 26 mm (T8) | G13 ¦ Medium Bi-Pin Fluorescent |  | Red (HO) | 0.670 A |  |  | Yes | 82 kWh | [81 empty] | ADAM-87804 | https://www.assets.signify.com/is/image/Signify/b3cbd462a1a04560b3e0a4a300db8912 | ADAM-20151211091344854 | https://www.assets.signify.com/is/content/PhilipsLighting/fp928049001505-pss-global | ADAM-4116 | https://www.assets.signify.com/is/image/PhilipsLighting/e70f6b897d4c4075b248a4a300db930b | [35 empty] | 75 lumen |  | 150 |  |  | 58.5 W |  |  |  | 75 lumen |  | 58.5 W |  |  |  | 111 V |  |  | https://www.lighting.philips.com/link/928049001505_EU/prd/aa/en
FP-928049001605 | TL-D Colored 58W Yellow 1SL/25 | 928049001605 | 2006-11-17 00:00:00 | 13.0 mg |  |  |  | T8 ¦ 26 mm (T8) | G13 ¦ Medium Bi-Pin Fluorescent |  | Yellow | 0.670 A |  |  | Yes | 70 kWh | [81 empty] | ADAM-87805 | https://www.assets.signify.com/is/image/Signify/02e67f0ec93c43ab914da4a300db8e8e | ADAM-20151211010942641 | https://www.assets.signify.com/is/content/PhilipsLighting/fp928049001605-pss-global | ADAM-4116 | https://www.assets.signify.com/is/image/PhilipsLighting/e70f6b897d4c4075b248a4a300db930b | [35 empty] | 2250 lumen |  | 160 |  |  | 58.5 W |  |  |  | 2250 lumen |  | 58.5 W |  |  |  | 111 V |  |  | https://www.lighting.philips.com/link/928049001605_EU/prd/aa/en
FP-928049001705 | TL-D Colored 58W Green 1SL/25 | 928049001705 | 2006-11-17 00:00:00 | 1.7 mg |  |  |  | T8 ¦ 26 mm (T8) | G13 ¦ Medium Bi-Pin Fluorescent |  | Green (G) | 0.670 A |  |  | Yes | 67 kWh | [81 empty] | ADAM-87803 | https://www.assets.signify.com/is/image/Signify/78291f8fca4646f8a784a4a300db8272 | ADAM-20151210220620831 | https://www.assets.signify.com/is/content/PhilipsLighting/fp928049001705-pss-global | ADAM-4116 | https://www.assets.signify.com/is/image/PhilipsLighting/e70f6b897d4c4075b248a4a300db930b | [35 empty] | 6750 lumen |  | 170 |  |  | 58.5 W |  |  |  | 6750 lumen |  | 58.5 W |  |  |  | 111 V |  |  | https://www.lighting.philips.com/link/928049001705_EU/prd/aa/en
FP-928049001805 | TL-D Colored 58W Blue 1SL/25 | 928049001805 | 2006-11-17 00:00:00 | 13.0 mg |  |  |  | T8 ¦ 26 mm (T8) | G13 ¦ Medium Bi-Pin Fluorescent |  | Blue (B) | 0.670 A |  |  | Yes | 71 kWh | [81 empty] | ADAM-87802 | https://www.assets.signify.com/is/image/Signify/7d04c5822d5c49b985eba4a300db7dfe | ADAM-20151211145052089 | https://www.assets.signify.com/is/content/PhilipsLighting/fp928049001805-pss-global | ADAM-4116 | https://www.assets.signify.com/is/image/PhilipsLighting/e70f6b897d4c4075b248a4a300db930b | [35 empty] | 1600 lumen |  | 180 |  |  | 58.5 W |  |  |  | 1600 lumen |  | 58.5 W |  |  |  | 111 V |  |  | https://www.lighting.philips.com/link/928049001805_EU/prd/aa/en
FP-928049002043 | MASTER TL-D Food 58W/79 SLV/25 | 928049002043 | 2006-08-11 00:00:00 | 5.0 mg |  |  |  | T8 ¦ 26 mm (T8) | G13 ¦ Medium Bi-Pin Fluorescent | 3800 K | Food | 0.670 A |  |  | Yes | 69 kWh | [81 empty] | ADAM-85896 | https://www.assets.signify.com/is/image/Signify/9398ccb5d693401dad81a4a300dbb95f | ADAM-20151211213243067 | https://www.assets.signify.com/is/content/PhilipsLighting/fp928049002043-pss-global | ADAM-91273 | https://www.assets.signify.com/is/image/PhilipsLighting/e02e628415e942abad8fa4a300dbc377 | [35 empty] | 2800 lumen |  | 79 | 74 | 3800 K | 58.5 W | 48 lm/W |  |  | 2800 lumen |  | 58.5 W |  |  |  | 111 V |  |  | https://www.lighting.philips.com/link/928049002043_EU/prd/aa/en
FP-928050300630 | MC CDM-R Elite 35W/930 E27 PAR20 30D | 928050300630 | 2012-08-14 00:00:00 | 4.7 mg | 43 W |  | 30 degree(s) | PAR20 ¦ PAR 2.5 inch/63mm | E27 ¦ E27 | 3000 K | Warm White (WW) |  |  |  | No | 40 kWh | 80 % | 2100 lumen | 6500 cd | [78 empty] | ADAM-87848 | https://www.assets.signify.com/is/image/Signify/4f7d3aa7eb1b4149afe7a4a3008d15dd | ADAM-20151211172604533 | https://www.assets.signify.com/is/content/PhilipsLighting/fp928050300630-pss-global | ADAM-120215 | https://www.assets.signify.com/is/image/PhilipsLighting/9983f24a8cdc46de8155a4a3008d1daf | [18 empty] | ADAM-97fb5fbc3b4a4056ae2eadad00fd628d | https://www.assets.signify.com/is/content/Signify/b61eeb6baf41438eb75fadad00fd63b4 | [14 empty] | G | 2100 lumen |  | 930 ¦ CCT of 3000K | 91 | 3000 K | 39.1 W | 61 lm/W |  |  | 2100 lumen |  | 39.1 W |  |  | 1350 | 88 V | 120 s |  | https://www.lighting.philips.com/link/928050300630_EU/prd/aa/en
FP-928053000630 | MC CDM-R Elite 70W/942 E27 PAR30L 30D | 928053000630 | 2012-08-14 00:00:00 | 6.5 mg | 80 W |  | 30 degree(s) | PAR30L ¦ PAR 3.75 inch/95mm Long | E27 ¦ E27 | 4200 K | Cool White (CW) |  |  |  | No | 74 kWh | 75 % | 4500 lumen | 13500 cd | [78 empty] | ADAM-87847 | https://www.assets.signify.com/is/image/Signify/562f339a3c444813a5a6a4a3008d0c16 | ADAM-20151211183409183 | https://www.assets.signify.com/is/content/PhilipsLighting/fp928053000630-pss-global | ADAM-120058 | https://www.assets.signify.com/is/image/PhilipsLighting/f8d85c3398b34ef481b5a4a3008d240f | [18 empty] | ADAM-5ae975bdfddd4e919625adad00fdba20 | https://www.assets.signify.com/is/content/Signify/03b81f9d1a4c4722a50cadad00fdbc9a | [14 empty] | G | 4500 lumen |  | 942 ¦ CCT of 4200K | 92 | 4200 K | 73.2 W | 71 lm/W |  |  | 4500 lumen |  | 73.2 W |  |  | 1350 | 90 V | 120 s |  | https://www.lighting.philips.com/link/928053000630_EU/prd/aa/en
FP-928053100630 | MC CDM-R Elite 70W/942 E27 PAR30L 40D | 928053100630 | 2012-08-14 00:00:00 | 6.5 mg | 80 W |  | 40 degree(s) | PAR30L ¦ PAR 3.75 inch/95mm Long | E27 ¦ E27 | 4200 K | Cool White (CW) |  |  |  | No | 74 kWh | 75 % | 4500 lumen | 9800 cd | [78 empty] | ADAM-87847 | https://www.assets.signify.com/is/image/Signify/562f339a3c444813a5a6a4a3008d0c16 | ADAM-20151211035850812 | https://www.assets.signify.com/is/content/PhilipsLighting/fp928053100630-pss-global | ADAM-120058 | https://www.assets.signify.com/is/image/PhilipsLighting/f8d85c3398b34ef481b5a4a3008d240f | [18 empty] | ADAM-82efb35502824686b016adad00fe10ba | https://www.assets.signify.com/is/content/Signify/f291c204c50f4fb8950cadad00fe135d | [14 empty] | G | 4500 lumen |  | 942 ¦ CCT of 4200K | 92 | 4200 K | 73.2 W | 71 lm/W |  |  | 4500 lumen |  | 73.2 W |  |  | 1350 | 90 V | 120 s |  | https://www.lighting.philips.com/link/928053100630_EU/prd/aa/en
FP-928070119230 | MASTERColour CDM-T MW eco 230W/842 E40 | 928070119230 | 2016-02-10 00:00:00 | 32.0 mg |  |  |  | T46 ¦ T 46mm | E40 ¦ E40 | 4200 K | Cool White (CW) |  |  |  | No | 227 kWh | [81 empty] | ADAM-87738 | https://www.assets.signify.com/is/image/Signify/790027033f984c84bd3ea4a300a01ba7 | ADAM-20160712014143482 | https://www.assets.signify.com/is/content/PhilipsLighting/fp928070119230-pss-global | ADAM-2587 | https://www.assets.signify.com/is/image/PhilipsLighting/10b4c126cd7645058532a4a300a02c9d | [18 empty] | ADAM-ab71386b0af44453801dadad01047c8c | https://www.assets.signify.com/is/content/Signify/66a124b7d16d481fb13aadad01047e1b | [14 empty] | F | 21400 lumen |  | 842 ¦ CCT of 4200K | 88 | 4200 K | 227.0 W | 94 lm/W |  |  | 21400 lumen |  | 227.0 W |  |  |  | 127 V |  |  | https://www.lighting.philips.com/link/928070119230_EU/prd/aa/en
FP-928070205190 | MHN-TD 70W/842 RX7s 1CT/12 | 928070205190 | 2012-02-17 00:00:00 | 11 mg |  |  |  | TD | RX7S ¦ RX7s | 4200 K | Cool White (CW) |  |  | 0.75 mm | No | 77 kWh | [81 empty] | ADAM-85874 | https://www.assets.signify.com/is/image/PhilipsLighting/f7945481b5ad4ff69d23a4a300ca48e5 | ADAM-20151211025825751 | https://www.assets.signify.com/is/content/PhilipsLighting/fp928070205190-pss-global | ADAM-3482 | https://www.assets.signify.com/is/image/PhilipsLighting/33bfff5aa3bb4b238f04a4a300ca4ef1 | [18 empty] | ADAM-127c2a80d4ad4f77a062adad0104ff6b | https://www.assets.signify.com/is/content/Signify/6c7a590d851d42e0ab55adad010500aa | [14 empty] | G | 5800 lumen |  | 842 ¦ CCT of 4200K | 75 | 4200 K | 77.0 W | 75 lm/W |  |  | 5800 lumen |  | 77.0 W |  |  |  | 90 V |  |  | https://www.lighting.philips.com/link/928070205190_EU/prd/aa/en
FP-928070219830 | MASTERColour CDM-E MW eco 360W/842 E40 | 928070219830 | 2016-02-02 00:00:00 | 48.0 mg |  |  |  | B90 ¦ B 90mm | E40 ¦ E40 | 4200 K | Cool White (CW) |  |  |  | No | 360 kWh | [81 empty] | ADAM-86105 | https://www.assets.signify.com/is/image/Signify/36883a4e204541c1ab05a4a300d2daa8 | ADAM-20160712024746125 | https://www.assets.signify.com/is/content/PhilipsLighting/fp928070219830-pss-global | ADAM-3797 | https://www.assets.signify.com/is/image/PhilipsLighting/59826852cfb94fa98f29a4a300d2de48 | [18 empty] | ADAM-5160663e2234426d87faadad010579fd | https://www.assets.signify.com/is/content/Signify/89f71f32ae104902b8e4adad01057dbf | [14 empty] | G | 32400 lumen |  | 842 ¦ CCT of 4200K | 88 | 4200 K | 360.0 W | 90 lm/W |  |  | 32400 lumen |  | 360.0 W |  |  |  | 118 V |  |  | https://www.lighting.philips.com/link/928070219830_EU/prd/aa/en
FP-928070319230 | MASTERColour CDM-T MW eco 360W/842 E40 | 928070319230 | 2016-02-29 00:00:00 | 48.0 mg |  |  |  | T46 ¦ T 46mm | E40 ¦ E40 | 4200 K | Cool White (CW) |  |  |  | No | 361 kWh | [81 empty] | ADAM-87738 | https://www.assets.signify.com/is/image/Signify/790027033f984c84bd3ea4a300a01ba7 | ADAM-20160712022342742 | https://www.assets.signify.com/is/content/PhilipsLighting/fp928070319230-pss-global | ADAM-2587 | https://www.assets.signify.com/is/image/PhilipsLighting/10b4c126cd7645058532a4a300a02c9d | [18 empty] | ADAM-4527a77695aa48c4a41aadad0105f653 | https://www.assets.signify.com/is/content/Signify/bdf1e59fbcc64f72a901adad0105f802 | [14 empty] | F | 35400 lumen |  | 842 ¦ CCT of 4200K | 88 | 4200 K | 361.0 W | 98.06 lm/W |  |  | 35400 lumen |  | 361.0 W |  |  |  | 123 V |  |  | https://www.lighting.philips.com/link/928070319230_EU/prd/aa/en
FP-928070419830 | MASTERColour CDM-E MW eco 230W/842 E40 | 928070419830 | 2016-02-08 00:00:00 | 32.0 mg |  |  |  | B90 ¦ B 90mm | E40 ¦ E40 | 4200 K | Cool White (CW) |  |  |  | No | 229 kWh | [81 empty] | ADAM-86105 | https://www.assets.signify.com/is/image/Signify/36883a4e204541c1ab05a4a300d2daa8 | ADAM-20160712031617815 | https://www.assets.signify.com/is/content/PhilipsLighting/fp928070419830-pss-global | ADAM-3797 | https://www.assets.signify.com/is/image/PhilipsLighting/59826852cfb94fa98f29a4a300d2de48 | [18 empty] | ADAM-7f0842825de646a0aba4adad0106770e | https://www.assets.signify.com/is/content/Signify/326235d6298b4d1c878cadad010679a5 | [14 empty] | G | 20500 lumen |  | 842 ¦ CCT of 4200K | 89 | 4200 K | 228.5 W | 90 lm/W |  |  | 20500 lumen |  | 228.5 W |  |  |  | 117 V |  |  | https://www.lighting.philips.com/link/928070419830_EU/prd/aa/en
FP-928071305130 | MASTER MHN-LA 2000W/842 400V XWH | 928071305130 | 2001-11-16 00:00:00 | 194 mg |  |  |  | TD40 ¦ TD 40mm | X528 ¦ X528 | 4200 K | Cool White (CW) |  |  |  | No | 2244 kWh | [81 empty] | ADAM-85865 | https://www.assets.signify.com/is/image/Signify/bd0bc05f9213432e860fa4a300c983e1 | ADAM-20151210205349076 | https://www.assets.signify.com/is/content/PhilipsLighting/fp928071305130-pss-global | ADAM-3429 | https://www.assets.signify.com/is/image/PhilipsLighting/8bfcfe5d163b44e5a5f2a4a300c98697 | [37 empty] | 842 ¦ CCT of 4200K | 72 | 4200 K | 2040.0 W | 105 lm/W |  |  |  |  | 2040.0 W |  |  |  | 235 V |  |  | https://www.lighting.philips.com/link/928071305130_EU/prd/aa/en
FP-928072205130 | MASTER MHN-LA 1000W/956 230V XWH | 928072205130 | 2001-11-16 00:00:00 | 95 mg |  |  |  | TD40 ¦ TD 40mm | X528 ¦ X528 | 5600 K | Daylight |  |  |  | No | 1144 kWh | [81 empty] | ADAM-85870 | https://www.assets.signify.com/is/image/Signify/99c1e8a43d074e0abb90a4a300c98100 | ADAM-20151210193414882 | https://www.assets.signify.com/is/content/PhilipsLighting/fp928072205130-pss-global | ADAM-3429 | https://www.assets.signify.com/is/image/PhilipsLighting/8bfcfe5d163b44e5a5f2a4a300c98697 | [37 empty] | 956 ¦ CCT of 5600K | 80 | 5600 K | 1040.0 W | 86.0 lm/W |  |  |  |  | 1040.0 W |  |  |  | 125 V |  |  | https://www.lighting.philips.com/link/928072205130_EU/prd/aa/en
FP-928072505130 | MASTER MHN-LA 2000W/956 400V XWH | 928072505130 | 2001-11-16 00:00:00 | 140 mg |  |  |  | TD40 ¦ TD 40mm | X528 ¦ X528 | 5600 K | Daylight |  |  |  | No | 2244 kWh | [81 empty] | ADAM-85865 | https://www.assets.signify.com/is/image/Signify/bd0bc05f9213432e860fa4a300c983e1 | ADAM-20151210225020719 | https://www.assets.signify.com/is/content/PhilipsLighting/fp928072505130-pss-global | ADAM-3429 | https://www.assets.signify.com/is/image/PhilipsLighting/8bfcfe5d163b44e5a5f2a4a300c98697 | [37 empty] | 956 ¦ CCT of 5600K | 82 | 5600 K | 2040.0 W | 93 lm/W |  |  |  |  | 2040.0 W |  |  |  | 225 V |  |  | https://www.lighting.philips.com/link/928072505130_EU/prd/aa/en
FP-928073005130 | MASTER MHN-LA 1000W/842 230V XWH | 928073005130 | 2001-11-16 00:00:00 | 112 mg |  |  |  | TD40 ¦ TD 40mm | X528 ¦ X528 | 4200 K | Cool White (CW) |  |  |  | No | 1144 kWh | [81 empty] | ADAM-85870 | https://www.assets.signify.com/is/image/Signify/99c1e8a43d074e0abb90a4a300c98100 | ADAM-20151211051218611 | https://www.assets.signify.com/is/content/PhilipsLighting/fp928073005130-pss-global | ADAM-3429 | https://www.assets.signify.com/is/image/PhilipsLighting/8bfcfe5d163b44e5a5f2a4a300c98697 | [37 empty] | 842 ¦ CCT of 4200K | 70 | 4200 K | 1040.0 W | 92.00 lm/W |  |  |  |  | 1040.0 W |  |  |  | 125 V |  |  | https://www.lighting.philips.com/link/928073005130_EU/prd/aa/en
FP-928073609231 | HPI-T 2000W/646 E40 220V CRP/4 | 928073609231 | 2007-05-10 00:00:00 | 155 mg |  |  |  | T100 ¦ T 100mm | E40 ¦ E40 | 4200 K | Cool White (CW) |  |  |  | No | 2178 kWh | [81 empty] | ADAM-85866 | https://www.assets.signify.com/is/image/Signify/f61544c1c5ac45d18cd4a4a300bbb75b | ADAM-20151211113646681 | https://www.assets.signify.com/is/content/PhilipsLighting/fp928073609231-pss-global | ADAM-3300 | https://www.assets.signify.com/is/image/PhilipsLighting/b26f0fced58a408eaacda4a300bbbd1b | [37 empty] | 646 ¦ CCT of 4600K | 63 | 4200 K | 1980 W | 95 lm/W |  |  |  |  | 1980 W |  |  |  | 130 V |  |  | https://www.lighting.philips.com/link/928073609231_EU/prd/aa/en
FP-928074209228 | HPI-T 2000W/542 E40 380V 1SL/4 | 928074209228 | 2007-05-11 00:00:00 | 256 mg |  |  |  | T100 ¦ T 100mm | E40 ¦ E40 | 3800 K | Cool White (CW) |  |  |  | No | 2178 kWh | [81 empty] | ADAM-85866 | https://www.assets.signify.com/is/image/Signify/f61544c1c5ac45d18cd4a4a300bbb75b | ADAM-20151211202306886 | https://www.assets.signify.com/is/content/PhilipsLighting/fp928074209228-pss-global | ADAM-3300 | https://www.assets.signify.com/is/image/PhilipsLighting/b26f0fced58a408eaacda4a300bbbd1b | [37 empty] | 542 ¦ CCT of 4200K | 59 | 3800 K | 1980 W | 101 lm/W |  |  |  |  | 1980 W |  |  |  | 232 V |  |  | https://www.lighting.philips.com/link/928074209228_EU/prd/aa/en
FP-928075705130 | MASTER MHN-FC 1000W/740 230V XW | 928075705130 | 2007-06-27 00:00:00 | 74 mg |  |  |  |  | DOUBLEENDED ¦ Double Ended | 4100 K | White (WH) |  |  | 25.5 mm | No | 1144 kWh | [81 empty] | ADAM-87120 | https://www.assets.signify.com/is/image/Signify/b1f849a7a08c4297a0cda4a300c94a3e | ADAM-20151210131144219 | https://www.assets.signify.com/is/content/PhilipsLighting/fp928075705130-pss-global | ADAM-3414 | https://www.assets.signify.com/is/image/PhilipsLighting/9b8f1345010d4ffa8f7ea4a300c951c5 | [37 empty] | 740 ¦ CCT of 4000K | 65 | 4100 K | 1040.0 W | 91 lm/W |  |  |  |  | 1040.0 W |  |  |  | 130 V |  |  | https://www.lighting.philips.com/link/928075705130_EU/prd/aa/en
FP-928076505190 | MHN-TD 150W/842 RX7s 1CT/12 | 928076505190 | 2012-02-17 00:00:00 | 12.3 mg |  |  |  | TD | RX7S ¦ RX7s | 4200 K | Cool White (CW) |  |  | 0.89 mm | No | 155 kWh | [81 empty] | ADAM-85874 | https://www.assets.signify.com/is/image/PhilipsLighting/f7945481b5ad4ff69d23a4a300ca48e5 | ADAM-20151210211153838 | https://www.assets.signify.com/is/content/PhilipsLighting/fp928076505190-pss-global | ADAM-3482 | https://www.assets.signify.com/is/image/PhilipsLighting/33bfff5aa3bb4b238f04a4a300ca4ef1 | [18 empty] | ADAM-264f760180c044128d4dadad010731ac | https://www.assets.signify.com/is/content/Signify/186a625c6821419dab67adad0107333b | [14 empty] | G | 12500 lumen |  | 842 ¦ CCT of 4200K | 81 | 4200 K | 155.0 W | 81 lm/W |  |  | 12500 lumen |  | 155.0 W |  |  |  | 98 V |  |  | https://www.lighting.philips.com/link/928076505190_EU/prd/aa/en
FP-928078415130 | MASTER MHN-SA 1800W/956 (P)SFC 230V | 928078415130 | 2001-11-16 00:00:00 | 87 mg |  |  |  | TD40 ¦ TD 40mm | (P)SFC ¦ (P)SFC | 5600 K | Daylight |  |  |  | No | 1980 kWh | [81 empty] | ADAM-85873 | https://www.assets.signify.com/is/image/Signify/caf58c41da4d4718b462a4a300c9d955 | ADAM-20151209013420648 | https://www.assets.signify.com/is/content/PhilipsLighting/fp928078415130-pss-global | ADAM-3443 | https://www.assets.signify.com/is/image/PhilipsLighting/7c1f3260f6e54defbd28a4a300c9dfc1 | [37 empty] | 956 ¦ CCT of 5600K | 86 | 5600 K | 1800.0 W | 86 lm/W |  |  |  |  | 1800.0 W |  |  |  | 120 V |  |  | https://www.lighting.philips.com/link/928078415130_EU/prd/aa/en
FP-928079315130 | MASTER MHN-SA 1800W/956 (P)SFC 400V | 928079315130 | 2001-11-16 00:00:00 | 234 mg |  |  |  | TD40 ¦ TD 40mm | (P)SFC ¦ (P)SFC | 5600 K | Daylight |  |  |  | No | 2035 kWh | [81 empty] | ADAM-85873 | https://www.assets.signify.com/is/image/Signify/caf58c41da4d4718b462a4a300c9d955 | ADAM-20151210124838837 | https://www.assets.signify.com/is/content/PhilipsLighting/fp928079315130-pss-global | ADAM-3443 | https://www.assets.signify.com/is/image/PhilipsLighting/7c1f3260f6e54defbd28a4a300c9dfc1 | [37 empty] | 956 ¦ CCT of 5600K | 86 | 5600 K | 1850.0 W | 86 lm/W |  |  |  |  | 1850.0 W |  |  |  | 205 V |  |  | https://www.lighting.philips.com/link/928079315130_EU/prd/aa/en
FP-928080015131 | MASTERC CDM-T Elite 50W/942 G12 1CT | 928080015131 | 2011-11-29 00:00:00 | 5.7 mg | 56 W |  |  | T19 ¦ T 19mm | G12 ¦ G12 | 4200 K | Cool White (CW) |  |  |  | No | 51 kWh | [81 empty] | ADAM-87903 | https://www.assets.signify.com/is/image/PhilipsLighting/3d5c9a14f3e848be99bba4a300955762 | ADAM-20151210192054162 | https://www.assets.signify.com/is/content/PhilipsLighting/fp928080015131-pss-global | ADAM-120826 | https://www.assets.signify.com/is/image/PhilipsLighting/bf4044aa6af3443db6d5a4a3009580a7 | [18 empty] | ADAM-b956ce916f2a43aaa6f6afc10108a80e | https://www.assets.signify.com/is/content/Signify/71b639451c774885ac4aafc10108a8df | [14 empty] | F | 5000 lumen |  | 942 ¦ CCT of 4200K | 90 | 4200 K | 50.2 W | 100 lm/W |  |  | 5000 lumen |  | 50.2 W |  |  |  | 91 V |  |  | https://www.lighting.philips.com/link/928080015131_EU/prd/aa/en
FP-928082019235 | MASTER CityWh CDO-TT Plus 70W/828 E27 | 928082019235 | 2010-11-16 00:00:00 | 7.8 mg |  |  |  | T35 ¦ T 35mm | E27 ¦ E27 | 2800 K | Warm White (WW) |  |  |  | Yes | 74 kWh | [81 empty] | ADAM-87797 | https://www.assets.signify.com/is/image/Signify/20c1521c740b483396ada4a300a02134 | ADAM-20151211022830408 | https://www.assets.signify.com/is/content/PhilipsLighting/fp928082019235-pss-global | ADAM-2588 | https://www.assets.signify.com/is/image/PhilipsLighting/1caf2a27363747b1b3d3a4a300a031b7 | [18 empty] | ADAM-e43864713af146d68a00adad01010fb6 | https://www.assets.signify.com/is/content/Signify/5e5c17db08f34d958be9adad0101111a | [14 empty] | F | 7750 lumen |  | 828 ¦ CCT of 2800K | 86 | 2800 K | 73.5 W | 105 lm/W |  |  | 7750 lumen |  | 73.5 W |  |  |  | 91 V |  |  | https://www.lighting.philips.com/link/928082019235_EU/prd/aa/en
FP-928082119231 | MASTER CityWh CDO-TT Plus 100W/828 E40 | 928082119231 | 2010-11-16 00:00:00 | 11.6 mg |  |  |  | T46 ¦ T 46mm | E40 ¦ E40 | 2800 K | Warm White (WW) |  |  |  | Yes | 99 kWh | [81 empty] | ADAM-87797 | https://www.assets.signify.com/is/image/Signify/20c1521c740b483396ada4a300a02134 | ADAM-20151210193714003 | https://www.assets.signify.com/is/content/PhilipsLighting/fp928082119231-pss-global | ADAM-2587 | https://www.assets.signify.com/is/image/PhilipsLighting/10b4c126cd7645058532a4a300a02c9d | [18 empty] | ADAM-d20437dd2d4b435ca218adad0101a953 | https://www.assets.signify.com/is/content/Signify/3776004e6a3e4d8a829cadad0101ab27 | [14 empty] | F | 10450 lumen |  | 828 ¦ CCT of 2800K | 88 | 2800 K | 99.0 W | 106 lm/W |  |  | 10450 lumen |  | 99.0 W |  |  |  | 100 V |  |  | https://www.lighting.philips.com/link/928082119231_EU/prd/aa/en
FP-928082205125 | MASTERC CDM-TD 70W/830 RX7s 1CT/12 | 928082205125 | 2007-01-24 00:00:00 | 3.4 mg | 88 W |  |  | T22 ¦ T 22mm | RX7S ¦ RX7s | 3000 K | Warm White (WW) |  |  | 0.75 mm | No | 71 kWh | [81 empty] | ADAM-85860 | https://www.assets.signify.com/is/image/PhilipsLighting/5e310515b7a046b98da8a4a30097dcf1 | ADAM-20151211175654627 | https://www.assets.signify.com/is/content/PhilipsLighting/fp928082205125-pss-global | ADAM-2441 | https://www.assets.signify.com/is/image/PhilipsLighting/214724674dee4b939810a4a30097e2e0 | [18 empty] | ADAM-4bc3e2d15641444297b4adad010237d5 | https://www.assets.signify.com/is/content/Signify/9221614aa72644b5af61adad01023a28 | [14 empty] | G | 6000 lumen |  | 830 ¦ CCT of 3000K | 80 | 3000 K | 71.0 W | 85 lm/W |  |  | 6000 lumen |  | 71.0 W |  |  |  | 94 V |  |  | https://www.lighting.philips.com/link/928082205125_EU/prd/aa/en
FP-928082219231 | MASTER CityWh CDO-TT Plus 150W/828 E40 | 928082219231 | 2010-11-16 00:00:00 | 15.8 mg |  |  |  | T46 ¦ T 46mm | E40 ¦ E40 | 2800 K | Warm White (WW) |  |  |  | Yes | 149 kWh | [81 empty] | ADAM-87797 | https://www.assets.signify.com/is/image/Signify/20c1521c740b483396ada4a300a02134 | ADAM-20151210164241905 | https://www.assets.signify.com/is/content/PhilipsLighting/fp928082219231-pss-global | ADAM-2587 | https://www.assets.signify.com/is/image/PhilipsLighting/10b4c126cd7645058532a4a300a02c9d | [18 empty] | ADAM-197104b6b70b40a2a7d4adad0102a18c | https://www.assets.signify.com/is/content/Signify/cc2afa9b4a734988a190adad0102a2c6 | [14 empty] | F | 16400 lumen |  | 828 ¦ CCT of 2800K | 87 | 2800 K | 148.5 W | 110 lm/W |  |  | 16400 lumen |  | 148.5 W |  |  |  | 99 V |  |  | https://www.lighting.philips.com/link/928082219231_EU/prd/aa/en
FP-928082305125 | MASTERC CDM-T 70W/830 G12 1CT/12 | 928082305125 | 2007-01-08 00:00:00 | 4.6 mg | 83 W |  |  | T19 ¦ T 19mm | G12 ¦ G12 | 3000 K | Warm White (WW) |  |  | 0.75 mm | No | 74 kWh | [81 empty] | ADAM-87899 | https://www.assets.signify.com/is/image/Signify/11bee5d2a31b4f6db941a4a30093ce12 | ADAM-20151211163541300 | https://www.assets.signify.com/is/content/PhilipsLighting/fp928082305125-pss-global | ADAM-120796 | https://www.assets.signify.com/is/image/PhilipsLighting/2993975a428b4e19a86ea4a30093f03d | [18 empty] | ADAM-b1c4d9b200c74cefbd11adad01033319 | https://www.assets.signify.com/is/content/Signify/cb66967abfba48659f03adad010335a7 | [14 empty] | G | 6200 lumen |  | 830 ¦ CCT of 3000K | 84 | 3000 K | 73.2 W | 85 lm/W |  |  | 6200 lumen |  | 73.2 W |  |  |  | 88 V |  |  | https://www.lighting.philips.com/link/928082305125_EU/prd/aa/en
FP-928082319230 | MASTER CityWh CDO-TT Plus 250W/830 E40 | 928082319230 | 2010-11-26 00:00:00 | 25.3 mg |  |  |  | T46 ¦ T 46mm | E40 ¦ E40 | 3000 K | Warm White (WW) |  |  |  | Yes | 250 kWh | [81 empty] | ADAM-87797 | https://www.assets.signify.com/is/image/Signify/20c1521c740b483396ada4a300a02134 | ADAM-20151210230141978 | https://www.assets.signify.com/is/content/PhilipsLighting/fp928082319230-pss-global | ADAM-2587 | https://www.assets.signify.com/is/image/PhilipsLighting/10b4c126cd7645058532a4a300a02c9d | [18 empty] | ADAM-643d8a451a5646c792e4adad0103e328 | https://www.assets.signify.com/is/content/Signify/d59b6d92f6d946359fd0adad0103e52c | [14 empty] | F | 28400 lumen |  | 830 ¦ CCT of 3000K | 88 | 3000 K | 250.0 W | 113 lm/W |  |  | 28400 lumen |  | 250.0 W |  |  |  | 99 V |  |  | https://www.lighting.philips.com/link/928082319230_EU/prd/aa/en
FP-928082419235 | MASTER CityWh CDO-TT Plus 50W/828 E27 | 928082419235 | 2011-09-13 00:00:00 | 5.4 mg |  |  |  | T31 ¦ T 31mm | E27 ¦ E27 | 2800 K | Warm White (WW) |  |  |  | Yes | 53 kWh | [81 empty] | ADAM-87797 | https://www.assets.signify.com/is/image/Signify/20c1521c740b483396ada4a300a02134 | ADAM-20151211021750066 | https://www.assets.signify.com/is/content/PhilipsLighting/fp928082419235-pss-global | ADAM-2588 | https://www.assets.signify.com/is/image/PhilipsLighting/1caf2a27363747b1b3d3a4a300a031b7 | [18 empty] | ADAM-e6df3a0861b844dcbb39adad0104578e | https://www.assets.signify.com/is/content/Signify/98599e77c5284683a1abadad010458d1 | [14 empty] | F | 5500 lumen |  | 828 ¦ CCT of 2800K | 84 | 2800 K | 53.0 W | 104 lm/W |  |  | 5500 lumen |  | 53.0 W |  |  |  | 83 V |  |  | https://www.lighting.philips.com/link/928082419235_EU/prd/aa/en
FP-928082519230 | MASTER CityWh CDO-TT Plus 150W/942 E40 | 928082519230 | 2016-02-09 00:00:00 | 12.6 mg |  |  |  | T46 ¦ T 46mm | E40 ¦ E40 | 4200 K | Cool White (CW) |  |  |  | Yes | 150 kWh | [81 empty] | ADAM-87724 | https://www.assets.signify.com/is/image/Signify/ffa360b45d1041f99832a4a300a013e2 | ADAM-20160705035751981 | https://www.assets.signify.com/is/content/PhilipsLighting/fp928082519230-pss-global | ADAM-2587 | https://www.assets.signify.com/is/image/PhilipsLighting/10b4c126cd7645058532a4a300a02c9d | [18 empty] | ADAM-1decc44b53a8434a8465adad0104c1aa | https://www.assets.signify.com/is/content/Signify/418d106a498f400f9d78adad0104c3a1 | [14 empty] | F | 16100 lumen |  | 942 ¦ CCT of 4200K | 91 | 4200 K | 150.0 W | 107 lm/W |  |  | 16100 lumen |  | 150.0 W |  |  |  | 97 V |  |  | https://www.lighting.philips.com/link/928082519230_EU/prd/aa/en
FP-928082619230 | MASTER CityWh CDO-TT Plus 70W/942 E27 | 928082619230 | 2016-02-09 00:00:00 | 6.6 mg |  |  |  | T35 ¦ T 35mm | E27 ¦ E27 | 4200 K | Cool White (CW) |  |  |  | Yes | 74 kWh | [81 empty] | ADAM-20160927150213387 | https://www.assets.signify.com/is/image/PhilipsLighting/cffc0a780d4b4f2389b5a68e00d6627f | ADAM-20160705081450059 | https://www.assets.signify.com/is/content/PhilipsLighting/fp928082619230-pss-global | ADAM-2588 | https://www.assets.signify.com/is/image/PhilipsLighting/1caf2a27363747b1b3d3a4a300a031b7 | [18 empty] | ADAM-a1202201048e4fc0a125adad0105509a | https://www.assets.signify.com/is/content/Signify/c10470e3fa454fe0b2f6adad010551e7 | [14 empty] | F | 7500 lumen |  | 942 ¦ CCT of 4200K | 90 | 4200 K | 74.0 W | 101 lm/W |  |  | 7500 lumen |  | 74.0 W |  |  |  | 96 V |  |  | https://www.lighting.philips.com/link/928082619230_EU/prd/aa/en
FP-928083105125 | MASTERC CDM-T 35W/830 G12 1CT/12 | 928083105125 | 2007-01-09 00:00:00 | 3.1 mg | 44 W |  |  | T19 ¦ T 19mm | G12 ¦ G12 | 3000 K | Warm White (WW) |  |  | 0.75 mm | No | 40 kWh | [81 empty] | ADAM-87899 | https://www.assets.signify.com/is/image/Signify/11bee5d2a31b4f6db941a4a30093ce12 | ADAM-20151210231641596 | https://www.assets.signify.com/is/content/PhilipsLighting/fp928083105125-pss-global | ADAM-120796 | https://www.assets.signify.com/is/image/PhilipsLighting/2993975a428b4e19a86ea4a30093f03d | [18 empty] | ADAM-a037497c69e84e5bbfb1adad01047783 | https://www.assets.signify.com/is/content/Signify/8c6c760205bc47b7b4b3adad01047974 | [14 empty] | G | 3100 lumen |  | 830 ¦ CCT of 3000K | 83 | 3000 K | 39.1 W | 79 lm/W |  |  | 3100 lumen |  | 39.1 W |  |  |  | 82 V |  |  | https://www.lighting.philips.com/link/928083105125_EU/prd/aa/en
FP-928083605133 | MASTERC CDM-TD 150W/830 RX7s 1CT | 928083605133 | 2007-01-24 00:00:00 | 10.23 mg | 165 W |  |  | T22 ¦ T 22mm | RX7S ¦ RX7s | 3000 K | Warm White (WW) |  |  | 0.875 mm | No | 147 kWh | [81 empty] | ADAM-85859 | https://www.assets.signify.com/is/image/Signify/00c677b6d4054f20b0a3a4a30097d7b3 | ADAM-20151210211701438 | https://www.assets.signify.com/is/content/PhilipsLighting/fp928083605133-pss-global | ADAM-2441 | https://www.assets.signify.com/is/image/PhilipsLighting/214724674dee4b939810a4a30097e2e0 | [18 empty] | ADAM-e8c435d3d1064756918fadad0105d230 | https://www.assets.signify.com/is/content/Signify/25c8a03a4c274f70bb40adad0105d3df | [14 empty] | G | 12750 lumen |  | 830 ¦ CCT of 3000K | 88 | 3000 K | 147.0 W | 87 lm/W |  |  | 12750 lumen |  | 147.0 W |  |  |  | 98 V |  |  | https://www.lighting.philips.com/link/928083605133_EU/prd/aa/en
FP-928083705125 | MASTERC CDM-T 150W/830 G12 1CT | 928083705125 | 2007-01-09 00:00:00 | 14.3 mg | 167 W |  |  | T19 ¦ T 19mm | G12 ¦ G12 | 3000 K | Warm White (WW) |  |  | 0.75 mm | No | 151 kWh | [81 empty] | ADAM-87899 | https://www.assets.signify.com/is/image/Signify/11bee5d2a31b4f6db941a4a30093ce12 | ADAM-20151210212517528 | https://www.assets.signify.com/is/content/PhilipsLighting/fp928083705125-pss-global | ADAM-120796 | https://www.assets.signify.com/is/image/PhilipsLighting/2993975a428b4e19a86ea4a30093f03d | [18 empty] | ADAM-47f732a84aa746c9bfe1adad01064f13 | https://www.assets.signify.com/is/content/Signify/0924af91d9d54c90bf09adad0106508a | [14 empty] | G | 13000 lumen |  | 830 ¦ CCT of 3000K | 88 | 3000 K | 150.1 W | 88 lm/W |  |  | 13000 lumen |  | 150.1 W |  |  |  | 96 V |  |  | https://www.lighting.philips.com/link/928083705125_EU/prd/aa/en
FP-928083805127 | MST CosmoWh CPO-TW Xtra 45W/628 PGZ12 | 928083805127 | 2011-03-18 00:00:00 | 2.0 mg |  |  |  | T19 ¦ T 19mm | PGZ12 ¦ PGZ12 | 2800 K | White (WH) |  |  | 19 mm | Yes | 45 kWh | [81 empty] | ADAM-87722 | https://www.assets.signify.com/is/image/Signify/a7ab53d2e9384ded9c1da4a300a3ecbd | ADAM-20151211083030295 | https://www.assets.signify.com/is/content/PhilipsLighting/fp928083805127-pss-global | ADAM-117015 | https://www.assets.signify.com/is/image/PhilipsLighting/77d6579104c0431dbec1a4a300a3f1c7 | [18 empty] | ADAM-cf4948f21a7447728d87adad01070ad7 | https://www.assets.signify.com/is/content/Signify/c26f5b2b294f4edb9eb5adad01070cc8 | [14 empty] | F | 4900 lumen |  | 628 ¦ CCT of 2800K | 66 | 2800 K | 44.5 W | 110 lm/W |  |  | 4900 lumen |  | 44.5 W |  |  |  | 91 V |  |  | https://www.lighting.philips.com/link/928083805127_EU/prd/aa/en
FP-928084505131 | MASTERC CDM-T 70W/942 G12 1CT/12 | 928084505131 | 2007-01-09 00:00:00 | 6.1 mg | 80 W |  |  | T19 ¦ T 19mm | G12 ¦ G12 | 4200 K | Cool White (CW) |  |  | 0.75 mm | No | 74 kWh | [81 empty] | ADAM-87899 | https://www.assets.signify.com/is/image/Signify/11bee5d2a31b4f6db941a4a30093ce12 | ADAM-20151211082024439 | https://www.assets.signify.com/is/content/PhilipsLighting/fp928084505131-pss-global | ADAM-120796 | https://www.assets.signify.com/is/image/PhilipsLighting/2993975a428b4e19a86ea4a30093f03d | [18 empty] | ADAM-0a2c96d84e4245ef90b2adad0104f6c4 | https://www.assets.signify.com/is/content/Signify/e73650aaf91c4eb8ab8fadad0104f83f | [14 empty] | G | 6200 lumen |  | 942 ¦ CCT of 4200K | 92 | 4200 K | 73.2 W | 85 lm/W |  |  | 6200 lumen |  | 73.2 W |  |  |  | 88 V |  |  | https://www.lighting.philips.com/link/928084505131_EU/prd/aa/en
FP-928084605131 | MASTERC CDM-T 150W/942 G12 1CT | 928084605131 | 2007-01-09 00:00:00 | 10.4 mg | 167 W |  |  | T19 ¦ T 19mm | G12 ¦ G12 | 4200 K | Cool White (CW) |  |  | 0.75 mm | No | 151 kWh | [81 empty] | ADAM-87899 | https://www.assets.signify.com/is/image/Signify/11bee5d2a31b4f6db941a4a30093ce12 | ADAM-20151211031642799 | https://www.assets.signify.com/is/content/PhilipsLighting/fp928084605131-pss-global | ADAM-120796 | https://www.assets.signify.com/is/image/PhilipsLighting/2993975a428b4e19a86ea4a30093f03d | [18 empty] | ADAM-67cb73f873f64bb4b781adad01056f46 | https://www.assets.signify.com/is/content/Signify/e944aa54899746eb84d9adad01057205 | [14 empty] | G | 12100 lumen |  | 942 ¦ CCT of 4200K | 96 | 4200 K | 150.1 W | 82 lm/W |  |  | 12100 lumen |  | 150.1 W |  |  |  | 90 V |  |  | https://www.lighting.philips.com/link/928084605131_EU/prd/aa/en
FP-928084705133 | MASTERC CDM-TD 70W/942 RX7s 1CT/12 | 928084705133 | 2007-01-24 00:00:00 | 4.8 mg | 87 W |  |  | T22 ¦ T 22mm | RX7S ¦ RX7s | 4200 K | Cool White (CW) |  |  | 0.75 mm | No | 72 kWh | [81 empty] | ADAM-85860 | https://www.assets.signify.com/is/image/PhilipsLighting/5e310515b7a046b98da8a4a30097dcf1 | ADAM-20151211070441261 | https://www.assets.signify.com/is/content/PhilipsLighting/fp928084705133-pss-global | ADAM-2441 | https://www.assets.signify.com/is/image/PhilipsLighting/214724674dee4b939810a4a30097e2e0 | [18 empty] | ADAM-cd68ebf544914d059d44adad0105e8f9 | https://www.assets.signify.com/is/content/Signify/a55cc0e9b90e490399beadad0105ecfd | [14 empty] | G | 5450 lumen |  | 942 ¦ CCT of 4200K | 92 | 4200 K | 71.5 W | 76 lm/W |  |  | 5450 lumen |  | 71.5 W |  |  |  | 90 V |  |  | https://www.lighting.philips.com/link/928084705133_EU/prd/aa/en
FP-928084805133 | MASTERC CDM-TD 150W/942 RX7s 1CT | 928084805133 | 2007-01-24 00:00:00 | 8.29 mg | 165 W |  |  | T22 ¦ T 22mm | RX7S ¦ RX7s | 4200 K | Cool White (CW) |  |  | 0.875 mm | No | 152 kWh | [81 empty] | ADAM-85859 | https://www.assets.signify.com/is/image/Signify/00c677b6d4054f20b0a3a4a30097d7b3 | ADAM-20151210211149911 | https://www.assets.signify.com/is/content/PhilipsLighting/fp928084805133-pss-global | ADAM-2441 | https://www.assets.signify.com/is/image/PhilipsLighting/214724674dee4b939810a4a30097e2e0 | [18 empty] | ADAM-7e1c8b5c85b848339427adad010794d1 | https://www.assets.signify.com/is/content/Signify/dfe5f89fa6a245f98627adad010797e5 | [14 empty] | G | 13650 lumen |  | 942 ¦ CCT of 4200K | 96 | 4200 K | 152.0 W | 90 lm/W |  |  | 13650 lumen |  | 152.0 W |  |  |  | 103 V |  |  | https://www.lighting.philips.com/link/928084805133_EU/prd/aa/en
FP-928085205125 | MASTERC CDM-TC 35W/830 G8.5 1CT/12 | 928085205125 | 2007-01-02 00:00:00 | 3.1 mg | 44 W |  |  | T14 ¦ T 14 mm | G8.5 ¦ G8.5 | 3000 K | Warm White (WW) |  |  | 0.5 mm | No | 40 kWh | [81 empty] | ADAM-85858 | https://www.assets.signify.com/is/image/Signify/4798332b57ce4f79b3e2a4a300973265 | ADAM-20151211161010143 | https://www.assets.signify.com/is/content/PhilipsLighting/fp928085205125-pss-global | ADAM-2420 | https://www.assets.signify.com/is/image/PhilipsLighting/70dea2fc717e4899bbaba4a3009752bc | [18 empty] | ADAM-20316402ba294c799279adad01081199 | https://www.assets.signify.com/is/content/Signify/806ca20d0b2a4ea383a4adad01081479 | [14 empty] | G | 3100 lumen |  | 830 ¦ CCT of 3000K | 81 | 3000 K | 39.1 W | 79 lm/W |  |  | 3100 lumen |  | 39.1 W |  |  |  | 88 V |  |  | https://www.lighting.philips.com/link/928085205125_EU/prd/aa/en
FP-928086505131 | MASTERC CDM-TC 70W/830 G8.5 1CT/12 | 928086505131 | 2007-01-02 00:00:00 | 4.6 mg | 83 W |  |  | T14 ¦ T 14 mm | G8.5 ¦ G8.5 | 3000 K | Warm White (WW) |  |  | 0.5 mm | No | 74 kWh | [81 empty] | ADAM-85858 | https://www.assets.signify.com/is/image/Signify/4798332b57ce4f79b3e2a4a300973265 | ADAM-20151211220409010 | https://www.assets.signify.com/is/content/PhilipsLighting/fp928086505131-pss-global | ADAM-2421 | https://www.assets.signify.com/is/image/PhilipsLighting/14fc3ce5d5a54196a195a4a3009756cb | [18 empty] | ADAM-5c14bced054243f68a74adad0106676c | https://www.assets.signify.com/is/content/Signify/16022d87ab124dfe8d66adad010669d0 | [14 empty] | G | 6300 lumen |  | 830 ¦ CCT of 3000K | 83 | 3000 K | 73.2 W | 86 lm/W |  |  | 6300 lumen |  | 73.2 W |  |  |  | 83 V |  |  | https://www.lighting.philips.com/link/928086505131_EU/prd/aa/en
FP-928086909230 | MASTERC CDM-TP 70W/830 PG12-2 1CT/12 | 928086909230 | 2001-08-17 00:00:00 | 5.2 mg | 83 W |  |  | T31 ¦ T 31mm | PG12-2 ¦ PG12-2 | 3000 K | Warm White (WW) |  |  |  | No | 81 kWh | [81 empty] | ADAM-85861 | https://www.assets.signify.com/is/image/Signify/e1fa20cf60de437c9ae2a4a3009a7f30 | ADAM-20151211143110878 | https://www.assets.signify.com/is/content/PhilipsLighting/fp928086909230-pss-global | ADAM-2506 | https://www.assets.signify.com/is/image/PhilipsLighting/b0a0088d8ee84400b67fa4a3009a89a1 | [34 empty] | G |  |  | 830 ¦ CCT of 3000K | 80 | 3000 K | 73.2 W | 82 lm/W |  |  |  |  | 73.2 W |  |  |  | 90 V |  |  | https://www.lighting.philips.com/link/928086909230_EU/prd/aa/en
FP-928087905130 | MASTERC CDM-Tm Mini 20W/830 PGJ5 1CT/12 | 928087905130 | 2004-07-08 00:00:00 | 2.4 mg | 24 W |  |  | T13.3 ¦ T 13.3mm | PGJ5 ¦ PGJ5 | 3000 K | Warm White (WW) |  |  | 0.44 mm | No | 23 kWh | [81 empty] | ADAM-87315 | https://www.assets.signify.com/is/image/Signify/c888276e63144462959da4a300996589 | ADAM-20151211045441368 | https://www.assets.signify.com/is/content/PhilipsLighting/fp928087905130-pss-global | ADAM-2482 | https://www.assets.signify.com/is/image/PhilipsLighting/3df1ef198c8a4022b33ea4a300998bda | [18 empty] | ADAM-95d35ae0630c41a49a78adad01072257 | https://www.assets.signify.com/is/content/Signify/51fc4db6eddc477c9418adad01072410 | [14 empty] | G | 1600 lumen |  | 830 ¦ CCT of 3000K | 87 | 3000 K | 22.1 W | 72 lm/W |  |  | 1600 lumen |  | 22.1 W |  |  |  | 100 V |  |  | https://www.lighting.philips.com/link/928087905130_EU/prd/aa/en
FP-928088505127 | MST CosmoWh CPO-TW Xtra 60W/728 PGZ12 | 928088505127 | 2005-02-10 00:00:00 | 2.0 mg |  |  |  | T19 ¦ T 19mm | PGZ12 ¦ PGZ12 | 2800 K | White (WH) |  |  | 19 mm | Yes | 60 kWh | [81 empty] | ADAM-86880 | https://www.assets.signify.com/is/image/Signify/7b64ea4eaf0a42c6a4b2a4a300a3e1b1 | ADAM-20151211033430817 | https://www.assets.signify.com/is/content/PhilipsLighting/fp928088505127-pss-global | ADAM-117015 | https://www.assets.signify.com/is/image/PhilipsLighting/77d6579104c0431dbec1a4a300a3f1c7 | [18 empty] | ADAM-59ef8329d6994c729f68adad01088826 | https://www.assets.signify.com/is/content/Signify/d962def5069546b794beadad01088949 | [14 empty] | E | 7200 lumen |  | 728 ¦ CCT of 2800K | 73 | 2800 K | 60.0 W | 120 lm/W |  |  | 7200 lumen |  | 60.0 W |  |  |  | 92 V |  |  | https://www.lighting.philips.com/link/928088505127_EU/prd/aa/en
FP-928088805127 | MST CosmoWh CPO-TW Xtra 140W/728 PGZ12 | 928088805127 | 2005-02-10 00:00:00 | 3.9 mg |  |  |  | T19 ¦ T 19mm | PGZ12 ¦ PGZ12 | 2800 K | White (WH) |  |  | 19 mm | Yes | 141 kWh | [81 empty] | ADAM-136015 | https://www.assets.signify.com/is/image/Signify/8d55ca06580b4621bd12a4a300a3e8ec | ADAM-20151210213156843 | https://www.assets.signify.com/is/content/PhilipsLighting/fp928088805127-pss-global | ADAM-117015 | https://www.assets.signify.com/is/image/PhilipsLighting/77d6579104c0431dbec1a4a300a3f1c7 | [18 empty] | ADAM-c3e6f12a64494361a352adad0108fdb2 | https://www.assets.signify.com/is/content/Signify/38e52ae0c2e54ff3a64cadad0108ffc9 | [14 empty] | E | 17600 lumen |  | 728 ¦ CCT of 2800K | 72 | 2800 K | 141.0 W | 125 lm/W |  |  | 17600 lumen |  | 141.0 W |  |  |  | 94 V |  |  | https://www.lighting.philips.com/link/928088805127_EU/prd/aa/en
FP-928089805131 | MASTERC CDM-T 250W/830 G12 1CT/12 | 928089805131 | 2007-01-10 00:00:00 | 27.5 mg | 271 W |  |  | T24 ¦ T 24mm | G12 ¦ G12 | 3000 K | Warm White (WW) |  |  |  | No | 250 kWh | [81 empty] | ADAM-87899 | https://www.assets.signify.com/is/image/Signify/11bee5d2a31b4f6db941a4a30093ce12 | ADAM-20151211213156002 | https://www.assets.signify.com/is/content/PhilipsLighting/fp928089805131-pss-global | ADAM-120795 | https://www.assets.signify.com/is/image/PhilipsLighting/0f3c1c614f3b425fb266a4a30093f5c8 | [18 empty] | ADAM-6af00d1ceb7f435f8687adad010970f6 | https://www.assets.signify.com/is/content/Signify/e55d60e438c44c379146adad01097399 | [14 empty] | F | 27750 lumen |  | 830 ¦ CCT of 3000K | 85 | 3000 K | 250.0 W | 111 lm/W |  |  | 27750 lumen |  | 250.0 W |  |  |  | 95 V |  |  | https://www.lighting.philips.com/link/928089805131_EU/prd/aa/en
FP-928093505127 | MST CosmoWh CPO-TW Xtra 90W/728 PGZ12 | 928093505127 | 2006-05-03 00:00:00 | 3.0 mg |  |  |  | T19 ¦ T 19mm | PGZ12 ¦ PGZ12 | 2800 K | White (WH) |  |  | 19 mm | Yes | 90 kWh | [81 empty] | ADAM-86880 | https://www.assets.signify.com/is/image/Signify/7b64ea4eaf0a42c6a4b2a4a300a3e1b1 | ADAM-20151211210345576 | https://www.assets.signify.com/is/content/PhilipsLighting/fp928093505127-pss-global | ADAM-117015 | https://www.assets.signify.com/is/image/PhilipsLighting/77d6579104c0431dbec1a4a300a3f1c7 | [18 empty] | ADAM-eda599ec02a4497e80dfadad0109e87a | https://www.assets.signify.com/is/content/Signify/8adbc6b085bb47bb8906adad0109ea84 | [14 empty] | E | 10800 lumen |  | 728 ¦ CCT of 2800K | 70 | 2800 K | 90.0 W | 120 lm/W |  |  | 10800 lumen |  | 90.0 W |  |  |  | 92 V |  |  | https://www.lighting.philips.com/link/928093505127_EU/prd/aa/en
FP-928093805125 | MASTERC CDM-TC 35W/842 G8.5 1CT/12 | 928093805125 | 2007-01-02 00:00:00 | 2.7 mg | 44 W |  |  | T14 ¦ T 14 mm | G8.5 ¦ G8.5 | 4200 K | Cool White (CW) |  |  | 0.5 mm | No | 40 kWh | [81 empty] | ADAM-85858 | https://www.assets.signify.com/is/image/Signify/4798332b57ce4f79b3e2a4a300973265 | ADAM-20151210212850553 | https://www.assets.signify.com/is/content/PhilipsLighting/fp928093805125-pss-global | ADAM-2420 | https://www.assets.signify.com/is/image/PhilipsLighting/70dea2fc717e4899bbaba4a3009752bc | [18 empty] | ADAM-b47c33824b9f45bb8c4dadad00f2849a | https://www.assets.signify.com/is/content/Signify/06737d8fb3534874942fadad00f28640 | [14 empty] | G | 3100 lumen |  | 842 ¦ CCT of 4200K | 85 | 4200 K | 39.1 W | 79 lm/W |  |  | 3100 lumen |  | 39.1 W |  |  |  | 85 V |  |  | https://www.lighting.philips.com/link/928093805125_EU/prd/aa/en
FP-928093905130 | MASTERC CDM-Tm Mini 35W/930 PGJ5 1CT/12 | 928093905130 | 2006-06-19 00:00:00 | 2.74 mg | - W |  |  | T13.3 ¦ T 13.3mm | PGJ5 ¦ PGJ5 | 3000 K | Warm White (WW) |  |  | 0.44 mm | No | 40 kWh | [81 empty] | ADAM-87315 | https://www.assets.signify.com/is/image/Signify/c888276e63144462959da4a300996589 | ADAM-20151211101852210 | https://www.assets.signify.com/is/content/PhilipsLighting/fp928093905130-pss-global | ADAM-2482 | https://www.assets.signify.com/is/image/PhilipsLighting/3df1ef198c8a4022b33ea4a300998bda | [18 empty] | ADAM-d93213fbad864bb69bbcadad0107a8e2 | https://www.assets.signify.com/is/content/Signify/b685918b044f45d186b7adad0107aa7e | [14 empty] | G | 3000 lumen |  | 930 ¦ CCT of 3000K | 91 | 3000 K | 39.1 W | 77 lm/W |  |  | 3000 lumen |  | 39.1 W |  |  |  | 96 V |  |  | https://www.lighting.philips.com/link/928093905130_EU/prd/aa/en
FP-928094205131 | MASTERC CDM-T 250W/942 G12 1CT/12 | 928094205131 | 2007-01-10 00:00:00 | 20.0 mg | 271 W |  |  | T24 ¦ T 24mm | G12 ¦ G12 | 4200 K | Cool White (CW) |  |  |  | No | 250 kWh | [81 empty] | ADAM-87899 | https://www.assets.signify.com/is/image/Signify/11bee5d2a31b4f6db941a4a30093ce12 | ADAM-20151210144045975 | https://www.assets.signify.com/is/content/PhilipsLighting/fp928094205131-pss-global | ADAM-120795 | https://www.assets.signify.com/is/image/PhilipsLighting/0f3c1c614f3b425fb266a4a30093f5c8 | [18 empty] | ADAM-0c69226f32944aa5bf60adad010826ce | https://www.assets.signify.com/is/content/Signify/18a27852487941698038adad01082878 | [14 empty] | F | 26250 lumen |  | 942 ¦ CCT of 4200K | 91 | 4200 K | 250.0 W | 105 lm/W |  |  | 26250 lumen |  | 250.0 W |  |  |  | 93 V |  |  | https://www.lighting.philips.com/link/928094205131_EU/prd/aa/en
FP-928094305125 | MASTERC CDM-T 35W/842 G12 1CT/12 | 928094305125 | 2007-01-10 00:00:00 | 2.7 mg | 44 W |  |  | T19 ¦ T 19mm | G12 ¦ G12 | 4200 K | Cool White (CW) |  |  | 0.75 mm | No | 40 kWh | [81 empty] | ADAM-87899 | https://www.assets.signify.com/is/image/Signify/11bee5d2a31b4f6db941a4a30093ce12 | ADAM-20151211044308742 | https://www.assets.signify.com/is/content/PhilipsLighting/fp928094305125-pss-global | ADAM-120796 | https://www.assets.signify.com/is/image/PhilipsLighting/2993975a428b4e19a86ea4a30093f03d | [18 empty] | ADAM-4500ea14a6bf4db689feadad00f32b25 | https://www.assets.signify.com/is/content/Signify/8a2c6c39ad1a41e89862adad00f32e05 | [14 empty] | G | 3000 lumen |  | 842 ¦ CCT of 4200K | 84 | 4200 K | 39.1 W | 77 lm/W |  |  | 3000 lumen |  | 39.1 W |  |  |  | 85 V |  |  | https://www.lighting.philips.com/link/928094305125_EU/prd/aa/en
FP-928094605131 | MASTERC CDM-TC 70W/842 G8.5 1CT/12 | 928094605131 | 2007-01-02 00:00:00 | 7 mg | - W |  |  | T14 ¦ T 14 mm | G8.5 ¦ G8.5 | 4200 K | Cool White (CW) |  |  |  | No | 74 kWh | [81 empty] | ADAM-85858 | https://www.assets.signify.com/is/image/Signify/4798332b57ce4f79b3e2a4a300973265 | ADAM-20151210214345203 | https://www.assets.signify.com/is/content/PhilipsLighting/fp928094605131-pss-global | ADAM-2422 | https://www.assets.signify.com/is/image/PhilipsLighting/85bad97ac79242288ff1a4a300975ad2 | [18 empty] | ADAM-f8c26b75a57f4c59b85eadad00f3cfcf | https://www.assets.signify.com/is/content/Signify/061699d692384c02bb98adad00f3d1d3 | [14 empty] | G | 5800 lumen |  | 842 ¦ CCT of 4200K | 89 | 4200 K | 73.2 W | 79 lm/W |  |  | 5800 lumen |  | 73.2 W |  |  |  | 88 V |  |  | https://www.lighting.philips.com/link/928094605131_EU/prd/aa/en
FP-928094705125 | MASTERC CDM-T Elite 150W/930 G12 1CT/12 | 928094705125 | 2007-01-25 00:00:00 | 9.5 mg | 167 W |  |  | T19 ¦ T 19mm | G12 ¦ G12 | 3000 K | Warm White (WW) |  |  |  | No | 151 kWh | [81 empty] | ADAM-87755 | https://www.assets.signify.com/is/image/PhilipsLighting/e45ca689b0a741bfb02ea4a300956ae4 | ADAM-20151211034001109 | https://www.assets.signify.com/is/content/PhilipsLighting/fp928094705125-pss-global | ADAM-117984 | https://www.assets.signify.com/is/image/PhilipsLighting/01ba518cf9bd4fe0a01ba4a3009575a9 | [18 empty] | ADAM-3cf61fd5601c4b49b2d5adad00f4578b | https://www.assets.signify.com/is/content/Signify/8c58ae5e95254a7390e6adad00f45aa1 | [14 empty] | F | 14600 lumen |  | 930 ¦ CCT of 3000K | 92 | 3000 K | 150.1 W | 98 lm/W |  |  | 14600 lumen |  | 150.1 W |  |  |  | 92 V |  |  | https://www.lighting.philips.com/link/928094705125_EU/prd/aa/en
FP-928096505330 | MASTERC CDM-R111 35W/942 GX8.5 24D 1CT | 928096505330 | 2007-05-08 00:00:00 | 3.0 mg | 44 W |  | 24 degree(s) | R111 ¦ R 111mm | GX8.5 ¦ GX8.5 | 4200 K | Cool White (CW) |  |  |  | No | 40 kWh | 65 % | 1300 lumen | 7350 cd | [78 empty] | ADAM-86517 | https://www.assets.signify.com/is/image/Signify/5a7a42cf056a4a68a750a4a3008e43c8 | ADAM-20151211132546408 | https://www.assets.signify.com/is/content/PhilipsLighting/fp928096505330-pss-global | ADAM-2024 | https://www.assets.signify.com/is/image/PhilipsLighting/40efb1efbe544376afc6a4a3008e4aae | [18 empty] | ADAM-e8b41cc8de7c4d229950adad0089743f | https://www.assets.signify.com/is/content/Signify/e5621199f4a14ddc8693adad00897797 | [14 empty] | G | 1300 lumen |  | 942 ¦ CCT of 4200K | 93 | 4200 K | 39.1 W |  |  |  | 1300 lumen |  | 39.1 W |  |  | 800 | 86 V | 120 s |  | https://www.lighting.philips.com/link/928096505330_EU/prd/aa/en
FP-928096905330 | MASTERC CDM-R111 70W/942 GX8.5 24D 1CT/6 | 928096905330 | 2007-05-08 00:00:00 | 6.3 mg | 83 W |  | 24 degree(s) | R111 ¦ R 111mm | GX8.5 ¦ GX8.5 | 4200 K | Cool White (CW) |  |  |  | No | 74 kWh | 60 % | 2800 lumen | 14300 cd | [78 empty] | ADAM-86517 | https://www.assets.signify.com/is/image/Signify/5a7a42cf056a4a68a750a4a3008e43c8 | ADAM-20151210123842972 | https://www.assets.signify.com/is/content/PhilipsLighting/fp928096905330-pss-global | ADAM-2024 | https://www.assets.signify.com/is/image/PhilipsLighting/40efb1efbe544376afc6a4a3008e4aae | [18 empty] | ADAM-417ad8f0d278462b93a1adad008a1078 | https://www.assets.signify.com/is/content/Signify/9c745829ac534c34b1e8adad008a13eb | [14 empty] | G | 2800 lumen |  | 942 ¦ CCT of 4200K | 96 | 4200 K | 73.2 W |  |  |  | 2800 lumen |  | 73.2 W |  |  | 1000 | 92 V | 120 s |  | https://www.lighting.philips.com/link/928096905330_EU/prd/aa/en
FP-928108100630 | MC CDM-R Elite 35W/930 E27 PAR30L 10D | 928108100630 | 2012-05-29 00:00:00 | 4.7 mg | 43 W |  | 10 degree(s) | PAR30L ¦ PAR 3.75 inch/95mm Long | E27 ¦ E27 | 3000 K | Warm White (WW) |  |  |  | No | 40 kWh | 80 % | 2400 lumen | 49000 cd | [78 empty] | ADAM-87848 | https://www.assets.signify.com/is/image/Signify/4f7d3aa7eb1b4149afe7a4a3008d15dd | ADAM-20151211143345384 | https://www.assets.signify.com/is/content/PhilipsLighting/fp928108100630-pss-global | ADAM-120058 | https://www.assets.signify.com/is/image/PhilipsLighting/f8d85c3398b34ef481b5a4a3008d240f | [18 empty] | ADAM-07d1b33a36cc4b87b162adad00f4cfda | https://www.assets.signify.com/is/content/Signify/f8cb93b831e844618569adad00f4d0bb | [14 empty] | G | 2400 lumen |  | 930 ¦ CCT of 3000K | 91 | 3000 K | 39.1 W | 69 lm/W |  |  | 2400 lumen |  | 39.1 W |  |  | 1350 | 88 V | 120 s |  | https://www.lighting.philips.com/link/928108100630_EU/prd/aa/en
FP-928108200630 | MC CDM-R Elite 35W/930 E27 PAR30L 30D | 928108200630 | 2012-05-29 00:00:00 | 4.7 mg | 43 W |  | 30 degree(s) | PAR30L ¦ PAR 3.75 inch/95mm Long | E27 ¦ E27 | 3000 K | Warm White (WW) |  |  |  | No | 40 kWh | 80 % | 2400 lumen | 8000 cd | [78 empty] | ADAM-87848 | https://www.assets.signify.com/is/image/Signify/4f7d3aa7eb1b4149afe7a4a3008d15dd | ADAM-20151211174915257 | https://www.assets.signify.com/is/content/PhilipsLighting/fp928108200630-pss-global | ADAM-120058 | https://www.assets.signify.com/is/image/PhilipsLighting/f8d85c3398b34ef481b5a4a3008d240f | [18 empty] | ADAM-de510181c3e7429e9552adad00f551ba | https://www.assets.signify.com/is/content/Signify/0cc6092ece2347318f53adad00f55478 | [14 empty] | G | 2400 lumen |  | 930 ¦ CCT of 3000K | 91 | 3000 K | 39.1 W | 69 lm/W |  |  | 2400 lumen |  | 39.1 W |  |  | 1350 | 88 V | 120 s |  | https://www.lighting.philips.com/link/928108200630_EU/prd/aa/en
FP-928109300630 | MC CDM-R Elite 70W/930 E27 PAR30L 10D | 928109300630 | 2012-05-29 00:00:00 | 6.6 mg | 80 W |  | 10 degree(s) | PAR30L ¦ PAR 3.75 inch/95mm Long | E27 ¦ E27 | 3000 K | Warm White (WW) |  |  |  | No | 74 kWh | 80 % | 4500 lumen | 61000 cd | [78 empty] | ADAM-87847 | https://www.assets.signify.com/is/image/Signify/562f339a3c444813a5a6a4a3008d0c16 | ADAM-20151211194249860 | https://www.assets.signify.com/is/content/PhilipsLighting/fp928109300630-pss-global | ADAM-120058 | https://www.assets.signify.com/is/image/PhilipsLighting/f8d85c3398b34ef481b5a4a3008d240f | [18 empty] | ADAM-82c2ee1e02ef406baaf0adad00f5fb97 | https://www.assets.signify.com/is/content/Signify/5da2a5a9412146ca9b23adad00f5fdad | [14 empty] | G | 4500 lumen |  | 930 ¦ CCT of 3000K | 92 | 3000 K | 73.2 W | 70 lm/W |  |  | 4500 lumen |  | 73.2 W |  |  | 1350 | 86 V | 120 s |  | https://www.lighting.philips.com/link/928109300630_EU/prd/aa/en
FP-928109400630 | MC CDM-R Elite 70W/930 E27 PAR30L 30D | 928109400630 | 2012-05-29 00:00:00 | 6.6 mg | 80 W |  | 30 degree(s) | PAR30L ¦ PAR 3.75 inch/95mm Long | E27 ¦ E27 | 3000 K | Warm White (WW) |  |  |  | No | 74 kWh | 80 % | 4500 lumen | 14000 cd | [78 empty] | ADAM-87847 | https://www.assets.signify.com/is/image/Signify/562f339a3c444813a5a6a4a3008d0c16 | ADAM-20151211203813886 | https://www.assets.signify.com/is/content/PhilipsLighting/fp928109400630-pss-global | ADAM-120058 | https://www.assets.signify.com/is/image/PhilipsLighting/f8d85c3398b34ef481b5a4a3008d240f | [18 empty] | ADAM-4a0dd7b5e70141e6adc1adad00f6a27c | https://www.assets.signify.com/is/content/Signify/0d2701bee4754ef1847dadad00f6a46d | [14 empty] | G | 4500 lumen |  | 930 ¦ CCT of 3000K | 92 | 3000 K | 73.2 W | 70 lm/W |  |  | 4500 lumen |  | 73.2 W |  |  | 1350 | 86 V | 120 s |  | https://www.lighting.philips.com/link/928109400630_EU/prd/aa/en
FP-928109500630 | MC CDM-R Elite 70W/930 E27 PAR30L 40D | 928109500630 | 2012-05-29 00:00:00 | 6.6 mg | 80 W |  | 40 degree(s) | PAR30L ¦ PAR 3.75 inch/95mm Long | E27 ¦ E27 | 3000 K | Warm White (WW) |  |  |  | No | 74 kWh | 80 % | 4400 lumen | 10300 cd | [78 empty] | ADAM-87847 | https://www.assets.signify.com/is/image/Signify/562f339a3c444813a5a6a4a3008d0c16 | ADAM-20151211030148089 | https://www.assets.signify.com/is/content/PhilipsLighting/fp928109500630-pss-global | ADAM-120058 | https://www.assets.signify.com/is/image/PhilipsLighting/f8d85c3398b34ef481b5a4a3008d240f | [18 empty] | ADAM-a74bab7305ac418ebf65adad00f759f9 | https://www.assets.signify.com/is/content/Signify/45d2fdde4fad444eb5beadad00f75be1 | [14 empty] | G | 4400 lumen |  | 930 ¦ CCT of 3000K | 92 | 3000 K | 73.2 W | 70 lm/W |  |  | 4400 lumen |  | 73.2 W |  |  | 1350 | 86 V | 120 s |  | https://www.lighting.philips.com/link/928109500630_EU/prd/aa/en
FP-928144709230 | MST SON-T PIA Plus 250W E E40 1SL/12 | 928144709230 | 2001-12-19 00:00:00 | 15.1 mg |  |  |  | T46 ¦ T 46mm | E40 ¦ E40 | 2000 K |  |  |  | 1.75 mm | Yes | 257 kWh | [81 empty] | ADAM-85887 | https://www.assets.signify.com/is/image/Signify/af45b23fa3134fa2b5b2a4a300d5ffc5 | ADAM-20151211074908360 | https://www.assets.signify.com/is/content/PhilipsLighting/fp928144709230-pss-global | ADAM-3887 | https://www.assets.signify.com/is/image/PhilipsLighting/2997cf50ba1b4dad81d4a4a300d605ea | [18 empty] | ADAM-c619d0b11dc444dd88a6adad0107afce | https://www.assets.signify.com/is/content/Signify/84fb660490ea459aa3afadad0107b248 | [14 empty] | E | 33000 lumen |  | 220 ¦ CCT of 2000K | - | 2000 K | 264 W | 125 lm/W |  |  | 33000 lumen |  | 264 W |  |  |  | 109 V |  |  | https://www.lighting.philips.com/link/928144709230_EU/prd/aa/en
FP-928144809227 | MST SON-T PIA Plus 400W E E40 1SL/12 | 928144809227 | 2001-12-19 00:00:00 | 20 mg |  |  |  | T46 ¦ T 46mm | E40 ¦ E40 | 2000 K |  |  |  |  | Yes | 408 kWh | [81 empty] | ADAM-85887 | https://www.assets.signify.com/is/image/Signify/af45b23fa3134fa2b5b2a4a300d5ffc5 | ADAM-20151211114914517 | https://www.assets.signify.com/is/content/PhilipsLighting/fp928144809227-pss-global | ADAM-3887 | https://www.assets.signify.com/is/image/PhilipsLighting/2997cf50ba1b4dad81d4a4a300d605ea | [18 empty] | ADAM-25409c83f0bc48978d88adad01082706 | https://www.assets.signify.com/is/content/Signify/26465700ac1e4820a84fadad01082946 | [14 empty] | E | 55900 lumen |  | 220 ¦ CCT of 2000K | - | 2000 K | 408.0 W | 137 lm/W |  |  | 55900 lumen |  | 408.0 W |  |  |  | 105 V |  |  | https://www.lighting.philips.com/link/928144809227_EU/prd/aa/en
FP-928150008835 | MASTER SON PIA Plus 70W/220 I E27 1CT/24 | 928150008835 | 2005-12-15 00:00:00 | 16.3 mg |  |  |  | B70 ¦ B 70mm | E27 ¦ E27 | 1900 K |  |  |  |  | Yes | 72 kWh | [81 empty] | ADAM-86104 | https://www.assets.signify.com/is/image/Signify/109ae50962c9498c92a7a4a300d418cd | ADAM-20151211053710736 | https://www.assets.signify.com/is/content/PhilipsLighting/fp928150008835-pss-global | ADAM-91171 | https://www.assets.signify.com/is/image/PhilipsLighting/21613a6325764e588b68a4a300d42106 | [18 empty] | ADAM-ea39ce95256749e3a115adad010899c0 | https://www.assets.signify.com/is/content/Signify/6423961039ed42e6a449adad01089c35 | [14 empty] | G | 5750 lumen |  | 220 ¦ CCT of 2000K | - | 1900 K | 71.5 W | 80 lm/W |  |  | 5750 lumen |  | 71.5 W |  |  |  | 92 V |  |  | https://www.lighting.philips.com/link/928150008835_EU/prd/aa/en
FP-928150019227 | MST SON-T APIA Plus Xtra 50W E27 1SL/12 | 928150019227 | 2010-05-21 00:00:00 | 9.8 mg |  |  |  | T35 ¦ T 35mm | E27 ¦ E27 | 1900 K |  |  |  |  | Yes | 54 kWh | [81 empty] | ADAM-87491 | https://www.assets.signify.com/is/image/Signify/89bd99083cdd4823b05fa4a300d67760 | ADAM-20151211092418242 | https://www.assets.signify.com/is/content/PhilipsLighting/fp928150019227-pss-global | ADAM-3834 | https://www.assets.signify.com/is/image/PhilipsLighting/220c4023e2494c8c96d3a4a300d680ff | [18 empty] | ADAM-0347bc9122c84325a46cadad0109135b | https://www.assets.signify.com/is/content/Signify/0a355c5e1dad4f988eceadad010914ef | [14 empty] | G | 4500 lumen |  | - ¦ Not Specified | - | 1900 K | 54.0 W | 83 lm/W |  |  | 4500 lumen |  | 54.0 W |  |  |  | 86 V |  |  | https://www.lighting.philips.com/link/928150019227_EU/prd/aa/en
FP-928150108828 | SON 70W/220 I E27 1CT/24 | 928150108828 | 2005-12-15 00:00:00 | 16.3 mg |  |  |  | B70 ¦ B 70mm | E27 ¦ E27 | 1900 K |  |  |  |  | Yes | 72 kWh | [81 empty] | ADAM-86384 | https://www.assets.signify.com/is/image/Signify/4006e0af252845d09113a4a300d39d5b | ADAM-20151211180614663 | https://www.assets.signify.com/is/content/PhilipsLighting/fp928150108828-pss-global | ADAM-3797 | https://www.assets.signify.com/is/image/PhilipsLighting/59826852cfb94fa98f29a4a300d2de48 | [18 empty] | ADAM-a276d8e683964e668628adad01098c62 | https://www.assets.signify.com/is/content/Signify/7580b2b5c30f4dbc8c1dadad01098e90 | [14 empty] | G | 5600 lumen |  | 220 ¦ CCT of 2000K | - | 1900 K | 71.5 W | 78 lm/W |  |  | 5600 lumen |  | 71.5 W |  |  |  | 90 V |  |  | https://www.lighting.philips.com/link/928150108828_EU/prd/aa/en
FP-928150119227 | MST SON-T APIA Plus Xtra 70W E27 1SL/12 | 928150119227 | 2010-04-02 00:00:00 | 12.2 mg |  |  |  | T35 ¦ T 35mm | E27 ¦ E27 | 1900 K |  |  |  |  | Yes | 75 kWh | [81 empty] | ADAM-87491 | https://www.assets.signify.com/is/image/Signify/89bd99083cdd4823b05fa4a300d67760 | ADAM-20151211000750288 | https://www.assets.signify.com/is/content/PhilipsLighting/fp928150119227-pss-global | ADAM-3834 | https://www.assets.signify.com/is/image/PhilipsLighting/220c4023e2494c8c96d3a4a300d680ff | [18 empty] | ADAM-838ee6bd71a148188348adad0109f997 | https://www.assets.signify.com/is/content/Signify/7e94826f43554888aed7adad0109fbb3 | [14 empty] | F | 7200 lumen |  | - ¦ Not Specified | - | 1900 K | 75.0 W | 96 lm/W |  |  | 7200 lumen |  | 75.0 W |  |  |  | 92 V |  |  | https://www.lighting.philips.com/link/928150119227_EU/prd/aa/en
FP-928150219230 | MST SON-T APIA Plus Xtra 100W E40 1SL/12 | 928150219230 | 2010-04-06 00:00:00 | 16.3 mg |  |  |  | T46 ¦ T 46mm | E40 ¦ E40 | 2000 K |  |  |  |  | Yes | 103 kWh | [81 empty] | ADAM-87492 | https://www.assets.signify.com/is/image/Signify/3bf3beb7fd414b6db009a4a300d67b32 | ADAM-20151211014319318 | https://www.assets.signify.com/is/content/PhilipsLighting/fp928150219230-pss-global | ADAM-3834 | https://www.assets.signify.com/is/image/PhilipsLighting/220c4023e2494c8c96d3a4a300d680ff | [18 empty] | ADAM-26521a7074db42459b94aff600c6d3cf | https://www.assets.signify.com/is/content/Signify/f91e8fcf004549afa406aff600c6d6af | [14 empty] | F | 11300 lumen |  | - ¦ Not Specified | - | 2000 K | 103.0 W | 110 lm/W |  |  | 11300 lumen |  | 103.0 W |  |  |  | 103 V |  |  | https://www.lighting.philips.com/link/928150219230_EU/prd/aa/en
FP-928150319230 | MST SON-T APIA Plus Xtra 150W E40 1SL/12 | 928150319230 | 2010-04-23 00:00:00 | 15.1 mg |  |  |  | T46 ¦ T 46mm | E40 ¦ E40 | 2000 K |  |  |  |  | Yes | 154 kWh | [81 empty] | ADAM-87492 | https://www.assets.signify.com/is/image/Signify/3bf3beb7fd414b6db009a4a300d67b32 | ADAM-20151210205714096 | https://www.assets.signify.com/is/content/PhilipsLighting/fp928150319230-pss-global | ADAM-3834 | https://www.assets.signify.com/is/image/PhilipsLighting/220c4023e2494c8c96d3a4a300d680ff | [18 empty] | ADAM-4c92e4ec418b47b2abc5adad010a968d | https://www.assets.signify.com/is/content/Signify/b30bf8b4bca9411784f6adad010a976e | [14 empty] | F | 18200 lumen |  | - ¦ Not Specified | - | 2000 K | 154.0 W | 118.51 lm/W |  |  | 18200 lumen |  | 154.0 W |  |  |  | 98 V |  |  | https://www.lighting.philips.com/link/928150319230_EU/prd/aa/en
FP-928150419230 | MST SON-T APIA Plus Xtra 250W E40 1SL/12 | 928150419230 | 2010-04-23 00:00:00 | 15.1 mg |  |  |  | T46 ¦ T 46mm | E40 ¦ E40 | 2000 K |  |  |  |  | Yes | 255 kWh | [81 empty] | ADAM-87492 | https://www.assets.signify.com/is/image/Signify/3bf3beb7fd414b6db009a4a300d67b32 | ADAM-20151211041833845 | https://www.assets.signify.com/is/content/PhilipsLighting/fp928150419230-pss-global | ADAM-3834 | https://www.assets.signify.com/is/image/PhilipsLighting/220c4023e2494c8c96d3a4a300d680ff | [18 empty] | ADAM-eca1f150a68e4311a981adad010aeacc | https://www.assets.signify.com/is/content/Signify/47df5fd763f743219eb7adad010aeb9b | [14 empty] | E | 33700 lumen |  | - ¦ Not Specified | - | 2000 K | 255.0 W | 132 lm/W |  |  | 33700 lumen |  | 255.0 W |  |  |  | 99 V |  |  | https://www.lighting.philips.com/link/928150419230_EU/prd/aa/en
FP-928150519227 | MST SON-T APIA Plus Xtra 400W E40 1SL/12 | 928150519227 | 2010-04-23 00:00:00 | 19.6 mg |  |  |  | T46 ¦ T 46mm | E40 ¦ E40 | 2000 K |  |  |  |  | Yes | 397 kWh | [81 empty] | ADAM-87492 | https://www.assets.signify.com/is/image/Signify/3bf3beb7fd414b6db009a4a300d67b32 | ADAM-20151211171341528 | https://www.assets.signify.com/is/content/PhilipsLighting/fp928150519227-pss-global | ADAM-3834 | https://www.assets.signify.com/is/image/PhilipsLighting/220c4023e2494c8c96d3a4a300d680ff | [18 empty] | ADAM-73e1eace47b84475b873adad010b3262 | https://www.assets.signify.com/is/content/Signify/082a9d2993d94b46bcc7adad010b33d5 | [14 empty] | E | 55400 lumen |  | - ¦ Not Specified | - | 2000 K | 397.0 W | 140 lm/W |  |  | 55400 lumen |  | 397.0 W |  |  |  | 98 V |  |  | https://www.lighting.philips.com/link/928150519227_EU/prd/aa/en
FP-928150719835 | MST SON APIA Plus Xtra 70W E27 1SL/24 | 928150719835 | 2010-04-27 00:00:00 | 12.2 mg |  |  |  | B70 ¦ B 70mm | E27 ¦ E27 | 1900 K |  |  |  |  | Yes | 74 kWh | [81 empty] | ADAM-87489 | https://www.assets.signify.com/is/image/Signify/b8ac4872030f4f2198b9a4a300d31be6 | ADAM-20151211051633013 | https://www.assets.signify.com/is/content/PhilipsLighting/fp928150719835-pss-global | ADAM-91118 | https://www.assets.signify.com/is/image/PhilipsLighting/cddb8af1672f4655aa03a4a300d323ea | [18 empty] | ADAM-6d59c4b41add4c67be95adad010bef8f | https://www.assets.signify.com/is/content/Signify/d2003843d9e34a54ac59adad010bf115 | [14 empty] | G | 6600 lumen |  | - ¦ Not Specified | - | 1900 K | 74.0 W | 89.19 lm/W |  |  | 6600 lumen |  | 74.0 W |  |  |  | 92 V |  |  | https://www.lighting.philips.com/link/928150719835_EU/prd/aa/en
FP-928150819827 | MST SON APIA Plus Xtra 100W E40 1SL/12 | 928150819827 | 2010-04-23 00:00:00 | 16.3 mg |  |  |  | B75 ¦ B 75mm | E40 ¦ E40 | 2000 K |  |  |  |  | Yes | 100 kWh | [81 empty] | ADAM-87490 | https://www.assets.signify.com/is/image/Signify/4526e83010ce4872aa3ba4a300d32011 | ADAM-20151210231349294 | https://www.assets.signify.com/is/content/PhilipsLighting/fp928150819827-pss-global | ADAM-91118 | https://www.assets.signify.com/is/image/PhilipsLighting/cddb8af1672f4655aa03a4a300d323ea | [18 empty] | ADAM-2a44400c2d4549228ce6adad010ca9d5 | https://www.assets.signify.com/is/content/Signify/4bdf6c11bcd44a65b2f6adad010cab3e | [14 empty] | F | 10000 lumen |  | - ¦ Not Specified | - | 2000 K | 100.0 W | 100 lm/W |  |  | 10000 lumen |  | 100.0 W |  |  |  | 97 V |  |  | https://www.lighting.philips.com/link/928150819827_EU/prd/aa/en
FP-928150909230 | MST SON-T PIA Plus 150W/220 E40 - 1SL/12 | 928150909230 | 2001-12-19 00:00:00 | 15 mg |  |  |  | T46 ¦ T 46mm | E40 ¦ E40 | 2000 K |  |  |  |  | Yes | 155 kWh | [81 empty] | ADAM-85887 | https://www.assets.signify.com/is/image/Signify/af45b23fa3134fa2b5b2a4a300d5ffc5 | ADAM-20151210202235622 | https://www.assets.signify.com/is/content/PhilipsLighting/fp928150909230-pss-global | ADAM-3887 | https://www.assets.signify.com/is/image/PhilipsLighting/2997cf50ba1b4dad81d4a4a300d605ea | [18 empty] | ADAM-aa4b336b7783441ab56badad010cf05e | https://www.assets.signify.com/is/content/Signify/c55ad39ed8a6451b85baadad010cf193 | [14 empty] | F | 17800 lumen |  | 220 ¦ CCT of 2000K | - | 2000 K | 155.0 W | 115.16 lm/W |  |  | 17800 lumen |  | 155.0 W |  |  |  | 104 V |  |  | https://www.lighting.philips.com/link/928150909230_EU/prd/aa/en
FP-928150919827 | MST SON APIA Plus Xtra 150W E40 1SL/12 | 928150919827 | 2010-04-23 00:00:00 | 15.1 mg |  |  |  | BD90 ¦ BD 90mm | E40 ¦ E40 | 2000 K |  |  |  |  | Yes | 154 kWh | [81 empty] | ADAM-87490 | https://www.assets.signify.com/is/image/Signify/4526e83010ce4872aa3ba4a300d32011 | ADAM-20151211013553703 | https://www.assets.signify.com/is/content/PhilipsLighting/fp928150919827-pss-global | ADAM-91118 | https://www.assets.signify.com/is/image/PhilipsLighting/cddb8af1672f4655aa03a4a300d323ea | [18 empty] | ADAM-2b1d99d861ef4bf1b604adad010d80e7 | https://www.assets.signify.com/is/content/Signify/ceafce71379d461fb655adad010d858d | [14 empty] | F | 17600 lumen |  | - ¦ Not Specified | - | 2000 K | 154.0 W | 113.64 lm/W |  |  | 17600 lumen |  | 154.0 W |  |  |  | 97 V |  |  | https://www.lighting.philips.com/link/928150919827_EU/prd/aa/en
FP-928151409827 | MASTER SON PIA Plus 150W/220 E40 1SL/12 | 928151409827 | 2001-12-19 00:00:00 | 15 mg |  |  |  | BD90 ¦ BD 90mm | E40 ¦ E40 | 2000 K |  |  |  |  | Yes | 154 kWh | [81 empty] | ADAM-85881 | https://www.assets.signify.com/is/image/Signify/7e867b18d5b6404e91cda4a300d41c7b | ADAM-20151211060720255 | https://www.assets.signify.com/is/content/PhilipsLighting/fp928151409827-pss-global | ADAM-91171 | https://www.assets.signify.com/is/image/PhilipsLighting/21613a6325764e588b68a4a300d42106 | [18 empty] | ADAM-b1e3ce40c63144d1b578adad010e3a61 | https://www.assets.signify.com/is/content/Signify/aaa30624841c48b6b4b3adad010e3b39 | [14 empty] | F | 16600 lumen |  | 220 ¦ CCT of 2000K | - | 2000 K | 154.0 W | 107.79 lm/W |  |  | 16600 lumen |  | 154.0 W |  |  |  | 100 V |  |  | https://www.lighting.philips.com/link/928151409827_EU/prd/aa/en
FP-928151608827 | MASTER SON PIA Plus 100W/220 E40 1SL/12 | 928151608827 | 2001-12-19 00:00:00 | 16.3 mg |  |  |  | B75 ¦ B 75mm | E40 ¦ E40 | 2000 K |  |  |  |  | Yes | 101 kWh | [81 empty] | ADAM-85881 | https://www.assets.signify.com/is/image/Signify/7e867b18d5b6404e91cda4a300d41c7b | ADAM-20151211180855146 | https://www.assets.signify.com/is/content/PhilipsLighting/fp928151608827-pss-global | ADAM-91171 | https://www.assets.signify.com/is/image/PhilipsLighting/21613a6325764e588b68a4a300d42106 | [18 empty] | ADAM-99e1dd6ffc634baaa9a3adad010ed857 | https://www.assets.signify.com/is/content/Signify/7fb754ebc1954f2593b9adad010edb53 | [14 empty] | F | 9600 lumen |  | 220 ¦ CCT of 2000K | - | 2000 K | 101.0 W | 95 lm/W |  |  | 9600 lumen |  | 101.0 W |  |  |  | 100 V |  |  | https://www.lighting.philips.com/link/928151608827_EU/prd/aa/en
FP-928151709230 | MST SON-T PIA Plus 100W/220 E40 1SL/12 | 928151709230 | 2001-12-19 00:00:00 | 16.3 mg |  |  |  | T46 ¦ T 46mm | E40 ¦ E40 | 2000 K |  |  |  |  | Yes | 101 kWh | [81 empty] | ADAM-85887 | https://www.assets.signify.com/is/image/Signify/af45b23fa3134fa2b5b2a4a300d5ffc5 | ADAM-20151211211830316 | https://www.assets.signify.com/is/content/PhilipsLighting/fp928151709230-pss-global | ADAM-3887 | https://www.assets.signify.com/is/image/PhilipsLighting/2997cf50ba1b4dad81d4a4a300d605ea | [18 empty] | ADAM-cb51e53374e54c2cb6f8adad010f6e0e | https://www.assets.signify.com/is/content/Signify/0345395b0b4d48059e32adad010f723b | [14 empty] | F | 10600 lumen |  | 220 ¦ CCT of 2000K | - | 2000 K | 101.0 W | 105 lm/W |  |  | 10600 lumen |  | 101.0 W |  |  |  | 100 V |  |  | https://www.lighting.philips.com/link/928151709230_EU/prd/aa/en
FP-928151900028 | MST SON-T PIA Plus 50W/220 E27 1SL/12 | 928151900028 | 2005-12-15 00:00:00 | 9.8 mg |  |  |  | T35 ¦ T 35mm | E27 ¦ E27 | 1900 K |  |  |  |  | Yes | 55 kWh | [81 empty] | ADAM-86106 | https://www.assets.signify.com/is/image/Signify/a7889e8e273f49f8bd5aa4a300d5f1ed | ADAM-20151211200915400 | https://www.assets.signify.com/is/content/PhilipsLighting/fp928151900028-pss-global | ADAM-3887 | https://www.assets.signify.com/is/image/PhilipsLighting/2997cf50ba1b4dad81d4a4a300d605ea | [18 empty] | ADAM-4dfadaaafbc64054b56fadad0112fb7b | https://www.assets.signify.com/is/content/Signify/7839a42be6ff4509b9c9adad0112fd5a | [14 empty] | G | 4500 lumen |  | 220 ¦ CCT of 2000K | - | 1900 K | 54.5 W | 83 lm/W |  |  | 4500 lumen |  | 54.5 W |  |  |  | 91 V |  |  | https://www.lighting.philips.com/link/928151900028_EU/prd/aa/en
FP-928152700028 | MST SON-T PIA Plus 70W/220 E27 1SL/12 | 928152700028 | 2005-12-15 00:00:00 | 12.2 mg |  |  |  | T35 ¦ T 35mm | E27 ¦ E27 | 1900 K |  |  |  |  | Yes | 73 kWh | [81 empty] | ADAM-86106 | https://www.assets.signify.com/is/image/Signify/a7889e8e273f49f8bd5aa4a300d5f1ed | ADAM-20151211180350800 | https://www.assets.signify.com/is/content/PhilipsLighting/fp928152700028-pss-global | ADAM-3887 | https://www.assets.signify.com/is/image/PhilipsLighting/2997cf50ba1b4dad81d4a4a300d605ea | [18 empty] | ADAM-3ad0b13d69ed406d993caff600c6452a | https://www.assets.signify.com/is/content/Signify/93151400f7274f6ca29aaff600c64a22 | [14 empty] | G | 6600 lumen |  | 220 ¦ CCT of 2000K | - | 1900 K | 73.0 W | 90 lm/W |  |  | 6600 lumen |  | 73.0 W |  |  |  | 92 V |  |  | https://www.lighting.philips.com/link/928152700028_EU/prd/aa/en
FP-928153309830 | MASTER SON PIA Plus 250W/220 E40 1SL/12 | 928153309830 | 2001-12-19 00:00:00 | 15.1 mg |  |  |  | BD90 ¦ BD 90mm | E40 ¦ E40 | 2000 K |  |  |  |  | Yes | 250 kWh | [81 empty] | ADAM-85881 | https://www.assets.signify.com/is/image/Signify/7e867b18d5b6404e91cda4a300d41c7b | ADAM-20151211004556750 | https://www.assets.signify.com/is/content/PhilipsLighting/fp928153309830-pss-global | ADAM-91171 | https://www.assets.signify.com/is/image/PhilipsLighting/21613a6325764e588b68a4a300d42106 | [18 empty] | ADAM-65f810750e954c5888adadad0113aa83 | https://www.assets.signify.com/is/content/Signify/8a561ccb43024943847cadad0113ab51 | [14 empty] | E | 30000 lumen |  | 220 ¦ CCT of 2000K | - | 2000 K | 250.0 W | 120 lm/W |  |  | 30000 lumen |  | 250.0 W |  |  |  | 96 V |  |  | https://www.lighting.philips.com/link/928153309830_EU/prd/aa/en
FP-928153409830 | MASTER SON PIA Plus 400W/220 E40 1SL/12 | 928153409830 | 2001-12-19 00:00:00 | 20 mg |  |  |  | BD120 ¦ BD 120mm | E40 ¦ E40 | 2000 K |  |  |  |  | Yes | 408 kWh | [81 empty] | ADAM-85881 | https://www.assets.signify.com/is/image/Signify/7e867b18d5b6404e91cda4a300d41c7b | ADAM-20151211063543754 | https://www.assets.signify.com/is/content/PhilipsLighting/fp928153409830-pss-global | ADAM-91171 | https://www.assets.signify.com/is/image/PhilipsLighting/21613a6325764e588b68a4a300d42106 | [18 empty] | ADAM-c60a7d1ddcf849528f7dadad0113fe11 | https://www.assets.signify.com/is/content/Signify/8bcaf58809414f54b4f5adad0113ff2a | [14 empty] | E | 55600 lumen |  | 220 ¦ CCT of 2000K | - | 2000 K | 408.0 W | 136.27 lm/W |  |  | 55600 lumen |  | 408.0 W |  |  |  | 105 V |  |  | https://www.lighting.philips.com/link/928153409830_EU/prd/aa/en
FP-928153809230 | MASTER SDW-T 35W/825 PG12-1 1SL/12 | 928153809230 | 2001-11-27 00:00:00 | 3.8 mg |  |  |  | T31 ¦ T 31mm | PG12-1 ¦ PG12-1 | 2500 K | Golden White |  |  |  | No | 34 kWh | [81 empty] | ADAM-86226 | https://www.assets.signify.com/is/image/PhilipsLighting/d9e16741540f4ccab1aba4a300d23b83 | ADAM-20151211065309696 | https://www.assets.signify.com/is/content/PhilipsLighting/fp928153809230-pss-global | ADAM-3759 | https://www.assets.signify.com/is/image/PhilipsLighting/788ccb13c3f843e3946fa4a300d24301 | [18 empty] | ADAM-6894e7984e26440f8062adad010ffc64 | https://www.assets.signify.com/is/content/Signify/0dad5f57103a4ae79ff2adad010ffd90 | [14 empty] | G | 1320 lumen |  | 825 ¦ CCT of 2500K | 81 | 2500 K | 33.3 W | 40 lm/W |  |  | 1320 lumen |  | 33.3 W |  |  |  | 98 V |  |  | https://www.lighting.philips.com/link/928153809230_EU/prd/aa/en
FP-928153909227 | MASTER SDW-T 50W/825 PG12-1 1SL/12 | 928153909227 | 2001-11-27 00:00:00 | 7.6 mg |  |  |  | T31 ¦ T 31mm | PG12-1 ¦ PG12-1 | 2500 K | Golden White |  |  |  | No | 56 kWh | [81 empty] | ADAM-86108 | https://www.assets.signify.com/is/image/PhilipsLighting/d1dbb9cc9acc43c3b568a4a300d23f01 | ADAM-20151211051552550 | https://www.assets.signify.com/is/content/PhilipsLighting/fp928153909227-pss-global | ADAM-3759 | https://www.assets.signify.com/is/image/PhilipsLighting/788ccb13c3f843e3946fa4a300d24301 | [18 empty] | ADAM-5d5e3714b336407aa27eadad0110a7a2 | https://www.assets.signify.com/is/content/Signify/8bbd7b7172cd4348bad1adad0110a964 | [14 empty] | G | 2500 lumen |  | 825 ¦ CCT of 2500K | 82 | 2500 K | 55.5 W | 45.45 lm/W |  |  | 2500 lumen |  | 55.5 W |  |  |  | 90 V |  |  | https://www.lighting.philips.com/link/928153909227_EU/prd/aa/en
FP-928154109227 | MASTER SDW-T 100W/825 PG12-1 1SL/12 | 928154109227 | 2001-11-27 00:00:00 | 11.4 mg |  |  |  | T31 ¦ T 31mm | PG12-1 ¦ PG12-1 | 2500 K | Golden White |  |  |  | No | 97 kWh | [81 empty] | ADAM-86109 | https://www.assets.signify.com/is/image/Signify/fee1de9747cf4e78b61aa4a300d237be | ADAM-20151211131852388 | https://www.assets.signify.com/is/content/PhilipsLighting/fp928154109227-pss-global | ADAM-3759 | https://www.assets.signify.com/is/image/PhilipsLighting/788ccb13c3f843e3946fa4a300d24301 | [18 empty] | ADAM-2b691fe98f304113bb5badad01111974 | https://www.assets.signify.com/is/content/Signify/c8542cc829ee4045924badad01111b48 | [14 empty] | G | 5100 lumen |  | 825 ¦ CCT of 2500K | 83 | 2500 K | 97.0 W | 52.58 lm/W |  |  | 5100 lumen |  | 97.0 W |  |  |  | 97 V |  |  | https://www.lighting.philips.com/link/928154109227_EU/prd/aa/en
FP-928154509228 | SON-T 1000W E40 1SL/4 | 928154509228 | 2007-05-11 00:00:00 | 23 mg |  |  |  | T65 ¦ T 65mm | E40 ¦ E40 | 2000 K |  |  |  |  | Yes | 1056 kWh | [81 empty] | ADAM-85885 | https://www.assets.signify.com/is/image/Signify/2df7866bbdce4c24bf7aa4a300d46274 | ADAM-20151211043012950 | https://www.assets.signify.com/is/content/PhilipsLighting/fp928154509228-pss-global | ADAM-3813 | https://www.assets.signify.com/is/image/PhilipsLighting/6067c80945f84c9d8519a4a300d46884 | [37 empty] | 220 ¦ CCT of 2000K | - | 2000 K | 960.0 W | 130 lm/W |  |  |  |  | 960.0 W |  |  |  | 100 V |  |  | https://www.lighting.philips.com/link/928154509228_EU/prd/aa/en
FP-928154708835 | MASTER CityWh CDO-ET Plus 70W/828 E27 | 928154708835 | 2011-05-10 00:00:00 | 7.8 mg |  |  |  | B70 ¦ B 70mm | E27 ¦ E27 | 2800 K | Warm White (WW) |  |  |  | Yes | 71 kWh | [81 empty] | ADAM-86490 | https://www.assets.signify.com/is/image/Signify/1327b79cbf3e4afa9613a4a3009f1e1d | ADAM-20151211160441356 | https://www.assets.signify.com/is/content/PhilipsLighting/fp928154708835-pss-global | ADAM-2554 | https://www.assets.signify.com/is/image/PhilipsLighting/3c7ef57071694900aa2ca4a3009f2a84 | [18 empty] | ADAM-068b618821a44719b88dadad00f80979 | https://www.assets.signify.com/is/content/Signify/553d782bf38747819ee6adad00f80d41 | [14 empty] | F | 7030 lumen |  | 828 ¦ CCT of 2800K | 84 | 2800 K | 71.0 W | 99 lm/W |  |  | 7030 lumen |  | 71.0 W |  |  |  | 83 V |  |  | https://www.lighting.philips.com/link/928154708835_EU/prd/aa/en
FP-928154808835 | MASTER CityWh CDO-ET Plus 100W/828 E40 | 928154808835 | 2011-05-10 00:00:00 | 11.6 mg |  |  |  | B75 ¦ B 75mm | E40 ¦ E40 | 2800 K | Warm White (WW) |  |  |  | Yes | 95 kWh | [81 empty] | ADAM-86491 | https://www.assets.signify.com/is/image/Signify/96fe5d8d971343f9936ba4a3009f24ee | ADAM-20151211074154708 | https://www.assets.signify.com/is/content/PhilipsLighting/fp928154808835-pss-global | ADAM-2554 | https://www.assets.signify.com/is/image/PhilipsLighting/3c7ef57071694900aa2ca4a3009f2a84 | [18 empty] | ADAM-e67c187f9c504043893aadad00f89b26 | https://www.assets.signify.com/is/content/Signify/4f461b6f80d84883b4cfadad00f89dea | [14 empty] | F | 9400 lumen |  | 828 ¦ CCT of 2800K | 87 | 2800 K | 95.0 W | 99 lm/W |  |  | 9400 lumen |  | 95.0 W |  |  |  | 90 V |  |  | https://www.lighting.philips.com/link/928154808835_EU/prd/aa/en
FP-928154908835 | MASTER CityWh CDO-ET Plus 150W/828 E40 | 928154908835 | 2011-05-10 00:00:00 | 15.8 mg |  |  |  | BD90 ¦ BD 90mm | E40 ¦ E40 | 2800 K | Warm White (WW) |  |  |  | Yes | 143 kWh | [81 empty] | ADAM-86491 | https://www.assets.signify.com/is/image/Signify/96fe5d8d971343f9936ba4a3009f24ee | ADAM-20151211192641643 | https://www.assets.signify.com/is/content/PhilipsLighting/fp928154908835-pss-global | ADAM-2554 | https://www.assets.signify.com/is/image/PhilipsLighting/3c7ef57071694900aa2ca4a3009f2a84 | [18 empty] | ADAM-34c754572b27457f8bd4adad0111637b | https://www.assets.signify.com/is/content/Signify/26cef1954d3949c4943fadad0111644e | [14 empty] | F | 15400 lumen |  | 828 ¦ CCT of 2800K | 85 | 2800 K | 143.0 W | 108 lm/W |  |  | 15400 lumen |  | 143.0 W |  |  |  | 89 V |  |  | https://www.lighting.philips.com/link/928154908835_EU/prd/aa/en
FP-928155008835 | MASTER CityWh CDO-ET Plus 50W/828 E27 | 928155008835 | 2011-09-13 00:00:00 | 5.4 mg |  |  |  | B70 ¦ B 70mm | E27 ¦ E27 | 2800 K | Warm White (WW) |  |  |  | Yes | 52 kWh | [81 empty] | ADAM-86490 | https://www.assets.signify.com/is/image/Signify/1327b79cbf3e4afa9613a4a3009f1e1d | ADAM-20151211194851219 | https://www.assets.signify.com/is/content/PhilipsLighting/fp928155008835-pss-global | ADAM-2554 | https://www.assets.signify.com/is/image/PhilipsLighting/3c7ef57071694900aa2ca4a3009f2a84 | [18 empty] | ADAM-31af8df86b1d48d78facadad0111b545 | https://www.assets.signify.com/is/content/Signify/c06aad7ce0784fdf9c24adad0111b62b | [14 empty] | F | 5100 lumen |  | 828 ¦ CCT of 2800K | 82 | 2800 K | 51.5 W | 99 lm/W |  |  | 5100 lumen |  | 51.5 W |  |  |  | 78 V |  |  | https://www.lighting.philips.com/link/928155008835_EU/prd/aa/en
FP-928158409227 | MST SON-T PIA Plus 600W/220 E40 1SL/12 | 928158409227 | 2004-10-27 00:00:00 | 18.9 mg |  |  |  | T46 ¦ T 46mm | E40 ¦ E40 | 2000 K |  |  |  |  | No | 663 kWh | [81 empty] | ADAM-85887 | https://www.assets.signify.com/is/image/Signify/af45b23fa3134fa2b5b2a4a300d5ffc5 | ADAM-20151211031941271 | https://www.assets.signify.com/is/content/PhilipsLighting/fp928158409227-pss-global | ADAM-3887 | https://www.assets.signify.com/is/image/PhilipsLighting/2997cf50ba1b4dad81d4a4a300d605ea | [37 empty] | 220 ¦ CCT of 2000K |  | 2000 K | 603 W | 149 lm/W |  |  |  |  | 603 W |  |  |  | 110 V |  |  | https://www.lighting.philips.com/link/928158409227_EU/prd/aa/en
FP-928158905131 | MST SDW-TG Mini 100W/825 GX12-1 1CT/12 | 928158905131 | 2007-01-22 00:00:00 | 15.2 mg | 112 W |  |  | T19 ¦ T 19mm | GX12-1 ¦ GX12-1 | 2500 K | Golden White |  |  | 0.75 mm | No | 102 kWh | [81 empty] | ADAM-86366 | https://www.assets.signify.com/is/image/Signify/ad95aa2a2ff6443a8f2ba4a300d28561 | ADAM-20151210214908619 | https://www.assets.signify.com/is/content/PhilipsLighting/fp928158905131-pss-global | ADAM-3772 | https://www.assets.signify.com/is/image/PhilipsLighting/6fcb6c534657457096cca4a300d28d73 | [18 empty] | ADAM-d8e8c17b5d534975a2f6adad011209c3 | https://www.assets.signify.com/is/content/Signify/0bc629018fda44e39637adad01120c2c | [14 empty] | G | 5300 lumen |  | 825 ¦ CCT of 2500K | 82 | 2500 K | 102.0 W | 52 lm/W |  |  | 5300 lumen |  | 102.0 W |  |  |  | 91 V |  |  | https://www.lighting.philips.com/link/928158905131_EU/prd/aa/en
FP-928159905131 | MST SDW-TG Mini 50W/825 GX12-1 1CT/12 | 928159905131 | 2007-01-22 00:00:00 | 5.7 mg | 62 W |  |  | T19 ¦ T 19mm | GX12-1 ¦ GX12-1 | 2500 K | Golden White |  |  |  | No | 54 kWh | [81 empty] | ADAM-86365 | https://www.assets.signify.com/is/image/PhilipsLighting/dcfebfd23571413db91aa4a300d289b3 | ADAM-20151210201750481 | https://www.assets.signify.com/is/content/PhilipsLighting/fp928159905131-pss-global | ADAM-3772 | https://www.assets.signify.com/is/image/PhilipsLighting/6fcb6c534657457096cca4a300d28d73 | [18 empty] | ADAM-c8a41231a3804efa820cadad00fa9e16 | https://www.assets.signify.com/is/content/Signify/2fcabf1ed09c4794872cadad00faa1bf | [14 empty] | G | 2400 lumen |  | 825 ¦ CCT of 2500K | 81 | 2500 K | 54.0 W | 44 lm/W |  |  | 2400 lumen |  | 54.0 W |  |  |  | 85 V |  |  | https://www.lighting.philips.com/link/928159905131_EU/prd/aa/en
FP-928183205125 | MASTERC CDM-T Elite 100W/930 G12 1CT/12 | 928183205125 | 2009-07-09 00:00:00 | 10.1 mg | 109 W |  |  | T19 ¦ T 19mm | G12 ¦ G12 | 3000 K | Warm White (WW) |  |  |  | No | 101 kWh | [81 empty] | ADAM-87756 | https://www.assets.signify.com/is/image/PhilipsLighting/02e0a3d6a88248a19421a4a300956354 | ADAM-20151211144448737 | https://www.assets.signify.com/is/content/PhilipsLighting/fp928183205125-pss-global | ADAM-120826 | https://www.assets.signify.com/is/image/PhilipsLighting/bf4044aa6af3443db6d5a4a3009580a7 | [18 empty] | ADAM-7f40dc80d828445bab55adad00f2f2ba | https://www.assets.signify.com/is/content/Signify/dc37f27198344090a898adad00f2f4a2 | [14 empty] | F | 11000 lumen |  | 930 ¦ CCT of 3000K | 92 | 3000 K | 100.1 W | 110 lm/W |  |  | 11000 lumen |  | 100.1 W |  |  |  | 88 V |  |  | https://www.lighting.philips.com/link/928183205125_EU/prd/aa/en
FP-928183305125 | MASTERC CDM-T Elite 20W/830 G12 1CT/12 | 928183305125 | 2009-07-09 00:00:00 | 3.5 mg | 23.5 W |  |  | T19 ¦ T 19mm | G12 ¦ G12 | 3000 K | Warm White (WW) |  |  | 0.75 mm | No | 21 kWh | [81 empty] | ADAM-87899 | https://www.assets.signify.com/is/image/Signify/11bee5d2a31b4f6db941a4a30093ce12 | ADAM-20151211152641463 | https://www.assets.signify.com/is/content/PhilipsLighting/fp928183305125-pss-global | ADAM-117495 | https://www.assets.signify.com/is/image/PhilipsLighting/305a15123a5b47a8baf1a4a30093fa1e | [18 empty] | ADAM-edafa377d63a4698b7a9adad00f39941 | https://www.assets.signify.com/is/content/Signify/bc03590df651490f9725adad00f39c59 | [14 empty] | G | 1800 lumen |  | 830 ¦ CCT of 3000K | 84 | 3000 K | 20.1 W | 90 lm/W |  |  | 1800 lumen |  | 20.1 W |  |  |  | 95 V |  |  | https://www.lighting.philips.com/link/928183305125_EU/prd/aa/en
FP-928183405125 | MASTERC CDM-TC Elite 20W/830 G8.5 1CT/12 | 928183405125 | 2009-07-09 00:00:00 | 3.5 mg | 23.5 W |  |  | T14 ¦ T 14 mm | G8.5 ¦ G8.5 | 3000 K | Warm White (WW) |  |  | 0.55 mm | No | 21 kWh | [81 empty] | ADAM-85858 | https://www.assets.signify.com/is/image/Signify/4798332b57ce4f79b3e2a4a300973265 | ADAM-20151210203332502 | https://www.assets.signify.com/is/content/PhilipsLighting/fp928183405125-pss-global | ADAM-2423 | https://www.assets.signify.com/is/image/PhilipsLighting/936c7defd8254ede8c7ba4a300976030 | [18 empty] | ADAM-3f2c64167a0f40e3a9f3adad00f43131 | https://www.assets.signify.com/is/content/Signify/529b7bce822c40109503adad00f432a9 | [14 empty] | G | 1750 lumen |  | 830 ¦ CCT of 3000K | 85 | 3000 K | 20.1 W | 87 lm/W |  |  | 1750 lumen |  | 20.1 W |  |  |  | 95 V |  |  | https://www.lighting.philips.com/link/928183405125_EU/prd/aa/en
FP-928183505130 | MC CDM-Tm Elite Mini 20W/830 GU6.5 1CT | 928183505130 | 2009-10-22 00:00:00 | 3.5 mg | 23.5 W |  |  | T-4 | GU6.5 ¦ GU6.5 | 3000 K | Warm White (WW) |  |  | 0.5 mm | No | 21 kWh | [81 empty] | ADAM-87315 | https://www.assets.signify.com/is/image/Signify/c888276e63144462959da4a300996589 | ADAM-20151210232450035 | https://www.assets.signify.com/is/content/PhilipsLighting/fp928183505130-pss-global | ADAM-2483 | https://www.assets.signify.com/is/image/PhilipsLighting/d9e4b4dfd44b471f8c72a4a300999035 | [18 empty] | ADAM-d5d5138eb4964aceae8dadad00f4ab27 | https://www.assets.signify.com/is/content/Signify/5a08f55430764ba3933dadad00f4ac12 | [14 empty] | G | 1800 lumen |  | 830 ¦ CCT of 3000K | 84 | 3000 K | 20.1 W | 90 lm/W |  |  | 1800 lumen |  | 20.1 W |  |  |  | 95 V |  |  | https://www.lighting.philips.com/link/928183505130_EU/prd/aa/en
FP-928185205131 | MASTERC CDM-T Elite 35W/930 G12 1CT/12 | 928185205131 | 2010-02-10 00:00:00 | 4.7 mg | 43 W |  |  | T19 ¦ T 19mm | G12 ¦ G12 | 3000 K | Warm White (WW) |  |  |  | No | 40 kWh | [81 empty] | ADAM-87900 | https://www.assets.signify.com/is/image/PhilipsLighting/9c6226903f6d4457800fa4a300954a2d | ADAM-20151210145139892 | https://www.assets.signify.com/is/content/PhilipsLighting/fp928185205131-pss-global | ADAM-120826 | https://www.assets.signify.com/is/image/PhilipsLighting/bf4044aa6af3443db6d5a4a3009580a7 | [18 empty] | ADAM-44a3a403ffd34b50b33eadad00f52470 | https://www.assets.signify.com/is/content/Signify/eb735189cdbb4e098b80adad00f52632 | [14 empty] | F | 4050 lumen |  | 930 ¦ CCT of 3000K | 90 | 3000 K | 39.1 W | 98 lm/W |  |  | 4050 lumen |  | 39.1 W |  |  |  | 85 V |  |  | https://www.lighting.philips.com/link/928185205131_EU/prd/aa/en
FP-928185305131 | MASTERC CDM-T Elite 70W/930 G12 1CT/12 | 928185305131 | 2010-02-10 00:00:00 | 6.6 mg | 80 W |  |  | T19 ¦ T 19mm | G12 ¦ G12 | 3000 K | Warm White (WW) |  |  |  | No | 74 kWh | [81 empty] | ADAM-87902 | https://www.assets.signify.com/is/image/PhilipsLighting/6c81511df87a47e6aeb4a4a300955034 | ADAM-20151210224901473 | https://www.assets.signify.com/is/content/PhilipsLighting/fp928185305131-pss-global | ADAM-120826 | https://www.assets.signify.com/is/image/PhilipsLighting/bf4044aa6af3443db6d5a4a3009580a7 | [18 empty] | ADAM-5b10e6a726b54bfba8c0adad00f5c3b9 | https://www.assets.signify.com/is/content/Signify/f612766806694a83970aadad00f5c52b | [14 empty] | F | 7800 lumen |  | 930 ¦ CCT of 3000K | 90 | 3000 K | 73.2 W | 103 lm/W |  |  | 7800 lumen |  | 73.2 W |  |  |  | 85 V |  |  | https://www.lighting.philips.com/link/928185305131_EU/prd/aa/en
FP-928187405130 | MC CDM-Tm Elite Mini 35W/930 GU6.5 1CT | 928187405130 | 2011-04-13 00:00:00 | 4.7 mg | 43 W |  |  | T13.3 ¦ T 13.3mm | GU6.5 ¦ GU6.5 | 3000 K | Warm White (WW) |  |  | 0.5 mm | No | 40 kWh | [81 empty] | ADAM-87315 | https://www.assets.signify.com/is/image/Signify/c888276e63144462959da4a300996589 | ADAM-20151211020343968 | https://www.assets.signify.com/is/content/PhilipsLighting/fp928187405130-pss-global | ADAM-2483 | https://www.assets.signify.com/is/image/PhilipsLighting/d9e4b4dfd44b471f8c72a4a300999035 | [18 empty] | ADAM-11dd6a07397948619bfcafc101086a98 | https://www.assets.signify.com/is/content/Signify/64447a8483064bc89905afc101086dab | [14 empty] | F | 3950 lumen |  | 930 ¦ CCT of 3000K | 90 | 3000 K | 39.1 W | 102 lm/W |  |  | 3950 lumen |  | 39.1 W |  |  |  | 87 V |  |  | https://www.lighting.philips.com/link/928187405130_EU/prd/aa/en
FP-928189105131 | MASTERC CDM-TC Elite 35W/930 G8.5 1CT/12 | 928189105131 | 2010-02-10 00:00:00 | 4.7 mg | 43 W |  |  | T14 ¦ T 14 mm | G8.5 ¦ G8.5 | 3000 K | Warm White (WW) |  |  |  | No | 40 kWh | [81 empty] | ADAM-87761 | https://www.assets.signify.com/is/image/PhilipsLighting/f4c782aea1784832a27aa4a3009dece0 | ADAM-20151211192355049 | https://www.assets.signify.com/is/content/PhilipsLighting/fp928189105131-pss-global | ADAM-2339 | https://www.assets.signify.com/is/image/PhilipsLighting/dd18d4e55ad84df88733a4a3009e0099 | [18 empty] | ADAM-99362ddad54240178993adad00f6658d | https://www.assets.signify.com/is/content/Signify/53c494afa5b548c59addadad00f6679f | [14 empty] | F | 4000 lumen |  | 930 ¦ CCT of 3000K | 90 | 3000 K | 39.1 W | 102 lm/W |  |  | 4000 lumen |  | 39.1 W |  |  |  | 85 V |  |  | https://www.lighting.philips.com/link/928189105131_EU/prd/aa/en
FP-928189505131 | MASTERC CDM-TC Elite 70W/930 G8.5 1CT/12 | 928189505131 | 2010-02-10 00:00:00 | 6.6 mg | 83 W |  |  | T14 ¦ T 14 mm | G8.5 ¦ G8.5 | 3000 K | Warm White (WW) |  |  |  | No | 74 kWh | [81 empty] | ADAM-87762 | https://www.assets.signify.com/is/image/PhilipsLighting/cc674a409e74474aab2aa4a3009df2c5 | ADAM-20151211015522332 | https://www.assets.signify.com/is/content/PhilipsLighting/fp928189505131-pss-global | ADAM-2339 | https://www.assets.signify.com/is/image/PhilipsLighting/dd18d4e55ad84df88733a4a3009e0099 | [18 empty] | ADAM-2c76deea20714d77a6f3adad00fbbfb8 | https://www.assets.signify.com/is/content/Signify/8c164e09bea64b97b2dfadad00fbc219 | [14 empty] | F | 7800 lumen |  | 930 ¦ CCT of 3000K | 90 | 3000 K | 73.2 W | 107 lm/W |  |  | 7800 lumen |  | 73.2 W |  |  |  | 85 V |  |  | https://www.lighting.philips.com/link/928189505131_EU/prd/aa/en
FP-928191005331 | CDM-Rm Elite Mini 20W/830 GX10 MR16 10D | 928191005331 | 2011-12-05 00:00:00 | 3.5 mg | 23.5 W |  | 10 degree(s) | MR16 ¦ 2inch/50mm | GX10 ¦ GX10 | 3000 K |  |  |  | 50 mm | No | 21 kWh | 70 % | 880 lumen | 14500 cd | 62.75 mm | [77 empty] | ADAM-87693 | https://www.assets.signify.com/is/image/Signify/10e2700d43b440b7a995a4a300913487 | ADAM-20151211061417184 | https://www.assets.signify.com/is/content/PhilipsLighting/fp928191005331-pss-global | ADAM-2120 | https://www.assets.signify.com/is/image/PhilipsLighting/536c24f9c97841bcb50fa4a30091522b | [18 empty] | ADAM-c2441e8d713945d69359adad00f71b6a | https://www.assets.signify.com/is/content/Signify/6c9a5f01feb3460cb006adad00f71dff | [14 empty] | G | 880 lumen |  | 830 ¦ CCT of 3000K | 84 | 3000 K | 20.1 W | 49 lm/W |  |  | 880 lumen |  | 20.1 W |  |  | 1350 | 95 V | 120 s |  | https://www.lighting.philips.com/link/928191005331_EU/prd/aa/en
FP-928191105331 | CDM-Rm Elite Mini 20W/830 GX10 MR16 25D | 928191105331 | 2011-12-05 00:00:00 | 3.5 mg | 23.5 W |  | 25 degree(s) | MR16 ¦ 2inch/50mm | GX10 ¦ GX10 | 3000 K |  |  |  | 50 mm | No | 21 kWh | 70 % | 900 lumen | 4000 cd | 62.75 mm | [77 empty] | ADAM-87693 | https://www.assets.signify.com/is/image/Signify/10e2700d43b440b7a995a4a300913487 | ADAM-20151211175512667 | https://www.assets.signify.com/is/content/PhilipsLighting/fp928191105331-pss-global | ADAM-2120 | https://www.assets.signify.com/is/image/PhilipsLighting/536c24f9c97841bcb50fa4a30091522b | [18 empty] | ADAM-ab38bbbb3aca4f0cae1badad00f7c1dd | https://www.assets.signify.com/is/content/Signify/2353baca6b3c4c08bd7badad00f7c580 | [14 empty] | G | 900 lumen |  | 830 ¦ CCT of 3000K | 84 | 3000 K | 20.1 W | 50 lm/W |  |  | 900 lumen |  | 20.1 W |  |  | 1350 | 95 V | 120 s |  | https://www.lighting.philips.com/link/928191105331_EU/prd/aa/en
FP-928191205331 | CDM-Rm Elite Mini 20W/830 GX10 MR16 40D | 928191205331 | 2011-12-05 00:00:00 | 3.5 mg | 23.5 W |  | 40 degree(s) | MR16 ¦ 2inch/50mm | GX10 ¦ GX10 | 3000 K |  |  |  | 50 mm | No | 21 kWh | 70 % | 860 lumen | 1750 cd | 62.75 mm | [77 empty] | ADAM-87693 | https://www.assets.signify.com/is/image/Signify/10e2700d43b440b7a995a4a300913487 | ADAM-20151211014444101 | https://www.assets.signify.com/is/content/PhilipsLighting/fp928191205331-pss-global | ADAM-2120 | https://www.assets.signify.com/is/image/PhilipsLighting/536c24f9c97841bcb50fa4a30091522b | [18 empty] | ADAM-1871b2afaf7545cb9fedadad00f86316 | https://www.assets.signify.com/is/content/Signify/49e3e6c291fe4de4af5aadad00f864f4 | [14 empty] | G | 860 lumen |  | 830 ¦ CCT of 3000K | 84 | 3000 K | 20.1 W | 50 lm/W |  |  | 860 lumen |  | 20.1 W |  |  | 1350 | 95 V | 120 s |  | https://www.lighting.philips.com/link/928191205331_EU/prd/aa/en
FP-928191705131 | MASTERC CDM-T Elite 50W/930 G12 1CT/12 | 928191705131 | 2010-05-10 00:00:00 | 6.6 mg | 56 W |  |  | T19 ¦ T 19mm | G12 ¦ G12 | 3000 K | Warm White (WW) |  |  |  | No | 51 kWh | [81 empty] | ADAM-87903 | https://www.assets.signify.com/is/image/PhilipsLighting/3d5c9a14f3e848be99bba4a300955762 | ADAM-20151211074645224 | https://www.assets.signify.com/is/content/PhilipsLighting/fp928191705131-pss-global | ADAM-120826 | https://www.assets.signify.com/is/image/PhilipsLighting/bf4044aa6af3443db6d5a4a3009580a7 | [18 empty] | ADAM-a2aee82c119a4e7abaf4adad00f8f9c2 | https://www.assets.signify.com/is/content/Signify/a6d6a22b51064f6e9663adad00f8fcf7 | [14 empty] | F | 5450 lumen |  | 930 ¦ CCT of 3000K | 90 | 3000 K | 50.2 W | 108 lm/W |  |  | 5450 lumen |  | 50.2 W |  |  |  | 90 V |  |  | https://www.lighting.philips.com/link/928191705131_EU/prd/aa/en
FP-928191805131 | MASTERC CDM-TC Elite 50W/930 G8.5 1CT/12 | 928191805131 | 2010-05-10 00:00:00 | 6.6 mg | 56 W |  |  | T14 ¦ T 14 mm | G8.5 ¦ G8.5 | 3000 K | Warm White (WW) |  |  |  | No | 51 kWh | [81 empty] | ADAM-88006 | https://www.assets.signify.com/is/image/Signify/544569f0b4a6400db271a4a3009dfa10 | ADAM-20151211204504771 | https://www.assets.signify.com/is/content/PhilipsLighting/fp928191805131-pss-global | ADAM-2339 | https://www.assets.signify.com/is/image/PhilipsLighting/dd18d4e55ad84df88733a4a3009e0099 | [18 empty] | ADAM-ee0cf21583c94c68923badad00fc43c1 | https://www.assets.signify.com/is/content/Signify/c4b4a8b2d9194f838f7cadad00fc4521 | [14 empty] | F | 5400 lumen |  | 930 ¦ CCT of 3000K | 91 | 3000 K | 50.2 W | 108 lm/W |  |  | 5400 lumen |  | 50.2 W |  |  |  | 90 V |  |  | https://www.lighting.philips.com/link/928191805131_EU/prd/aa/en
FP-928193605131 | MASTERC CDM-T Elite 35W/942 G12 1CT | 928193605131 | 2011-05-26 00:00:00 | 4.9 mg | 43 W |  |  | T19 ¦ T 19mm | G12 ¦ G12 | 4200 K | Cool White (CW) |  |  |  | No | 40 kWh | [81 empty] | ADAM-87900 | https://www.assets.signify.com/is/image/PhilipsLighting/9c6226903f6d4457800fa4a300954a2d | ADAM-20151211025553472 | https://www.assets.signify.com/is/content/PhilipsLighting/fp928193605131-pss-global | ADAM-120826 | https://www.assets.signify.com/is/image/PhilipsLighting/bf4044aa6af3443db6d5a4a3009580a7 | [18 empty] | ADAM-979e3542e8c341cfb7b4adad00f97f44 | https://www.assets.signify.com/is/content/Signify/28798d2442d346ba8e87adad00f981b6 | [14 empty] | F | 3850 lumen |  | 942 ¦ CCT of 4200K | 90 | 4200 K | 39.1 W | 98 lm/W |  |  | 3850 lumen |  | 39.1 W |  |  |  | 90 V |  |  | https://www.lighting.philips.com/link/928193605131_EU/prd/aa/en
FP-928193705131 | MASTERC CDM-T Elite 70W/942 G12 1CT | 928193705131 | 2011-05-26 00:00:00 | 6.6 mg | 80 W |  |  | T19 ¦ T 19mm | G12 ¦ G12 | 4200 K | Cool White (CW) |  |  |  | No | 74 kWh | [81 empty] | ADAM-87902 | https://www.assets.signify.com/is/image/PhilipsLighting/6c81511df87a47e6aeb4a4a300955034 | ADAM-20151211012939651 | https://www.assets.signify.com/is/content/PhilipsLighting/fp928193705131-pss-global | ADAM-120826 | https://www.assets.signify.com/is/image/PhilipsLighting/bf4044aa6af3443db6d5a4a3009580a7 | [18 empty] | ADAM-28f84d9b1cf141ea8367adad00f9f9ee | https://www.assets.signify.com/is/content/Signify/43b2f9ccf9cc4a5f8d09adad00f9fb6e | [14 empty] | F | 7500 lumen |  | 942 ¦ CCT of 4200K | 90 | 4200 K | 73.2 W | 100 lm/W |  |  | 7500 lumen |  | 73.2 W |  |  |  | 87 V |  |  | https://www.lighting.philips.com/link/928193705131_EU/prd/aa/en
FP-928193805131 | MASTERC CDM-TC Elite 35W/942 G8.5 1CT | 928193805131 | 2011-05-26 00:00:00 | 4.9 mg | 43 W |  |  | T14 ¦ T 14 mm | G8.5 ¦ G8.5 | 4200 K | Cool White (CW) |  |  |  | No | 40 kWh | [81 empty] | ADAM-87761 | https://www.assets.signify.com/is/image/PhilipsLighting/f4c782aea1784832a27aa4a3009dece0 | ADAM-20151211030900120 | https://www.assets.signify.com/is/content/PhilipsLighting/fp928193805131-pss-global | ADAM-2339 | https://www.assets.signify.com/is/image/PhilipsLighting/dd18d4e55ad84df88733a4a3009e0099 | [18 empty] | ADAM-39972346c58f4e90b425adad00fa76c4 | https://www.assets.signify.com/is/content/Signify/ee67f51a93a447998011adad00fa7894 | [14 empty] | F | 3800 lumen |  | 942 ¦ CCT of 4200K | 90 | 4200 K | 39.1 W | 97 lm/W |  |  | 3800 lumen |  | 39.1 W |  |  |  | 91 V |  |  | https://www.lighting.philips.com/link/928193805131_EU/prd/aa/en
FP-928193905131 | MASTERC CDM-TC Elite 70W/942 G8.5 1CT | 928193905131 | 2011-05-26 00:00:00 | 6.6 mg | 80 W |  |  | T14 ¦ T 14 mm | G8.5 ¦ G8.5 | 4200 K | Cool White (CW) |  |  |  | No | 74 kWh | [81 empty] | ADAM-87762 | https://www.assets.signify.com/is/image/PhilipsLighting/cc674a409e74474aab2aa4a3009df2c5 | ADAM-20151211172434502 | https://www.assets.signify.com/is/content/PhilipsLighting/fp928193905131-pss-global | ADAM-2339 | https://www.assets.signify.com/is/image/PhilipsLighting/dd18d4e55ad84df88733a4a3009e0099 | [18 empty] | ADAM-96aea7b5211f4265a927adad00fafacf | https://www.assets.signify.com/is/content/Signify/f61f47df81c84c349571adad00fafcb6 | [14 empty] | F | 7450 lumen |  | 942 ¦ CCT of 4200K | 92 | 4200 K | 73.2 W | 102 lm/W |  |  | 7450 lumen |  | 73.2 W |  |  |  | 88 V |  |  | https://www.lighting.philips.com/link/928193905131_EU/prd/aa/en
FP-928194605330 | CDM-Rm Elite Mini 35W/930 GX10 MR16 10D | 928194605330 | 2011-05-25 00:00:00 | 4.7 mg | 43 W |  | 10 degree(s) | MR16 ¦ 2inch/50mm | GX10 ¦ GX10 | 3000 K |  |  |  | 50 mm | No | 40 kWh | 80 % | 2100 lumen | 17500 cd | 62.75 mm | [77 empty] | ADAM-87693 | https://www.assets.signify.com/is/image/Signify/10e2700d43b440b7a995a4a300913487 | ADAM-20151211172246872 | https://www.assets.signify.com/is/content/PhilipsLighting/fp928194605330-pss-global | ADAM-2120 | https://www.assets.signify.com/is/image/PhilipsLighting/536c24f9c97841bcb50fa4a30091522b | [18 empty] | ADAM-7b8a85173ab646a692faadad00fb8c35 | https://www.assets.signify.com/is/content/Signify/17d2b8982d244b08b74dadad00fb903d | [14 empty] | G | 2100 lumen |  | 930 ¦ CCT of 3000K | 90 | 3000 K | 39.1 W | 60 lm/W |  |  | 2100 lumen |  | 39.1 W |  |  | 1350 | 87 V | 120 s |  | https://www.lighting.philips.com/link/928194605330_EU/prd/aa/en
FP-928194705330 | CDM-Rm Elite Mini 35W/930 GX10 MR16 25D | 928194705330 | 2011-05-25 00:00:00 | 4.7 mg | 43 W |  | 25 degree(s) | MR16 ¦ 2inch/50mm | GX10 ¦ GX10 | 3000 K |  |  |  | 50 mm | No | 40 kWh | 80 % | 2150 lumen | 7600 cd | 62.75 mm | [77 empty] | ADAM-87693 | https://www.assets.signify.com/is/image/Signify/10e2700d43b440b7a995a4a300913487 | ADAM-20151210205741332 | https://www.assets.signify.com/is/content/PhilipsLighting/fp928194705330-pss-global | ADAM-2120 | https://www.assets.signify.com/is/image/PhilipsLighting/536c24f9c97841bcb50fa4a30091522b | [18 empty] | ADAM-260647458aad475587b4adad00fc182e | https://www.assets.signify.com/is/content/Signify/9c8ee5c93b9140cba8b3adad00fc1a37 | [14 empty] | G | 2150 lumen |  | 930 ¦ CCT of 3000K | 90 | 3000 K | 39.1 W | 60 lm/W |  |  | 2150 lumen |  | 39.1 W |  |  | 1350 | 87 V | 120 s |  | https://www.lighting.philips.com/link/928194705330_EU/prd/aa/en
FP-928194805330 | CDM-Rm Elite Mini 35W/930 GX10 MR16 40D | 928194805330 | 2011-05-25 00:00:00 | 4.7 mg | 43 W |  | 40 degree(s) | MR16 ¦ 2inch/50mm | GX10 ¦ GX10 | 3000 K |  |  |  | 50 mm | No | 40 kWh | 80 % | 2150 lumen | 3600 cd | 62.75 mm | [77 empty] | ADAM-87693 | https://www.assets.signify.com/is/image/Signify/10e2700d43b440b7a995a4a300913487 | ADAM-20151211144453237 | https://www.assets.signify.com/is/content/PhilipsLighting/fp928194805330-pss-global | ADAM-2120 | https://www.assets.signify.com/is/image/PhilipsLighting/536c24f9c97841bcb50fa4a30091522b | [18 empty] | ADAM-e5b599fd67fa4b8da6a1adad00fc8c9b | https://www.assets.signify.com/is/content/Signify/2a72b45a20d1454daaa5adad00fc8e79 | [14 empty] | G | 2150 lumen |  | 930 ¦ CCT of 3000K | 90 | 3000 K | 39.1 W | 61 lm/W |  |  | 2150 lumen |  | 39.1 W |  |  | 1350 | 87 V | 120 s |  | https://www.lighting.philips.com/link/928194805330_EU/prd/aa/en
FP-928195105129 | MASTER MHN-SA 2000W/956 400V XW HO UNP/1 | 928195105129 | 2012-05-29 00:00:00 | 215 mg |  |  |  | TD40 ¦ TD 40mm | X830R ¦ X830R | 5600 K | Daylight |  |  |  | No | 2305 kWh | [81 empty] | ADAM-85872 | https://www.assets.signify.com/is/image/Signify/f5a0f25651c64fef8303a4a300c9dca4 | ADAM-20151208011253498 | https://www.assets.signify.com/is/content/PhilipsLighting/fp928195105129-pss-global | ADAM-3444 | https://www.assets.signify.com/is/image/PhilipsLighting/0c70e240788d487e8230a4a300c9e2aa | [37 empty] | 956 ¦ CCT of 5600K | 81 | 5600 K | 2095.0 W | 108 lm/W |  |  |  |  | 2095.0 W |  |  |  | 205 V |  |  | https://www.lighting.philips.com/link/928195105129_EU/prd/aa/en
FP-928195405330 | MASTERC CDM-R111 Elite 35W/930 GX8.5 24D | 928195405330 | 2013-01-15 00:00:00 | 4.7 mg | 43 W |  | 24 degree(s) | R111 ¦ R 111mm | GX8.5 ¦ GX8.5 | 3000 K | Warm White (WW) |  |  |  | No | 40 kWh | 70 % | 1750 lumen | 8500 cd | [78 empty] | ADAM-87897 | https://www.assets.signify.com/is/image/PhilipsLighting/861c41350d9b4bfd9207a4a3009d05be | ADAM-20151211071414091 | https://www.assets.signify.com/is/content/PhilipsLighting/fp928195405330-pss-global | ADAM-120709 | https://www.assets.signify.com/is/image/PhilipsLighting/a146edfdcaab41459ab6a4a3009d0f52 | [18 empty] | ADAM-8c11c58710844b119552adad00859139 | https://www.assets.signify.com/is/content/Signify/cdb2d3bc0a684a52989badad008593b0 | [14 empty] | G | 1750 lumen |  | 930 ¦ CCT of 3000K | 90 | 3000 K | 39.1 W | 46 lm/W |  |  | 1750 lumen |  | 39.1 W |  |  | 1050 | 89 V | 120 s |  | https://www.lighting.philips.com/link/928195405330_EU/prd/aa/en
FP-928195505330 | MASTERC CDM-R111 Elite 35W/930 GX8.5 40D | 928195505330 | 2013-01-15 00:00:00 | 4.7 mg | 43 W |  | 40 degree(s) | R111 ¦ R 111mm | GX8.5 ¦ GX8.5 | 3000 K | Warm White (WW) |  |  |  | No | 40 kWh | 70 % | 1750 lumen | 4500 cd | [78 empty] | ADAM-87897 | https://www.assets.signify.com/is/image/PhilipsLighting/861c41350d9b4bfd9207a4a3009d05be | ADAM-20151211071852663 | https://www.assets.signify.com/is/content/PhilipsLighting/fp928195505330-pss-global | ADAM-120709 | https://www.assets.signify.com/is/image/PhilipsLighting/a146edfdcaab41459ab6a4a3009d0f52 | [18 empty] | ADAM-75a94f71206b4fb8aa03adad0086e2a5 | https://www.assets.signify.com/is/content/Signify/ca39858a72ea41749c49adad0086e9fe | [14 empty] | G | 1750 lumen |  | 930 ¦ CCT of 3000K | 90 | 3000 K | 39.1 W | 46 lm/W |  |  | 1750 lumen |  | 39.1 W |  |  | 1050 | 89 V | 120 s |  | https://www.lighting.philips.com/link/928195505330_EU/prd/aa/en
FP-928195605330 | MASTERC CDM-R111 Elite 70W/930 GX8.5 10D | 928195605330 | 2013-01-15 00:00:00 | 6.6 mg | 80 W |  | 10 degree(s) | R111 ¦ R 111mm | GX8.5 ¦ GX8.5 | 3000 K | Warm White (WW) |  |  |  | No | 74 kWh | 70 % | 2805 lumen | 45000 cd | [78 empty] | ADAM-87897 | https://www.assets.signify.com/is/image/PhilipsLighting/861c41350d9b4bfd9207a4a3009d05be | ADAM-20151211134716267 | https://www.assets.signify.com/is/content/PhilipsLighting/fp928195605330-pss-global | ADAM-120709 | https://www.assets.signify.com/is/image/PhilipsLighting/a146edfdcaab41459ab6a4a3009d0f52 | [18 empty] | ADAM-c23d24ef6c8e4adb8ea6adad00879488 | https://www.assets.signify.com/is/content/Signify/a8c1d53690e04f2c82d3adad0087971d | [14 empty] | G | 2805 lumen |  | 930 ¦ CCT of 3000K | 92 | 3000 K | 73.2 W | 40 lm/W |  |  | 2805 lumen |  | 73.2 W |  |  | 1050 | 89 V | 120 s |  | https://www.lighting.philips.com/link/928195605330_EU/prd/aa/en
FP-928195705330 | MASTERC CDM-R111 Elite 70W/930 GX8.5 24D | 928195705330 | 2013-01-15 00:00:00 | 6.6 mg | 80 W |  | 24 degree(s) | R111 ¦ R 111mm | GX8.5 ¦ GX8.5 | 3000 K | Warm White (WW) |  |  |  | No | 74 kWh | 70 % | 3550 lumen | 16000 cd | [78 empty] | ADAM-87897 | https://www.assets.signify.com/is/image/PhilipsLighting/861c41350d9b4bfd9207a4a3009d05be | ADAM-20151211091509139 | https://www.assets.signify.com/is/content/PhilipsLighting/fp928195705330-pss-global | ADAM-120709 | https://www.assets.signify.com/is/image/PhilipsLighting/a146edfdcaab41459ab6a4a3009d0f52 | [18 empty] | ADAM-162fc975bc3845718490adad00884616 | https://www.assets.signify.com/is/content/Signify/58754b125d624ee38021adad008848f6 | [14 empty] | G | 3550 lumen |  | 930 ¦ CCT of 3000K | 92 | 3000 K | 73.2 W | 50 lm/W |  |  | 3550 lumen |  | 73.2 W |  |  | 1050 | 89 V | 120 s |  | https://www.lighting.philips.com/link/928195705330_EU/prd/aa/en
FP-928195805330 | MASTERC CDM-R111 Elite 70W/930 GX8.5 40D | 928195805330 | 2013-01-15 00:00:00 | 6.6 mg | 80 W |  | 40 degree(s) | R111 ¦ R 111mm | GX8.5 ¦ GX8.5 | 3000 K | Warm White (WW) |  |  |  | No | 74 kWh | 70 % | 3550 lumen | 8500 cd | [78 empty] | ADAM-87897 | https://www.assets.signify.com/is/image/PhilipsLighting/861c41350d9b4bfd9207a4a3009d05be | ADAM-20151210233123880 | https://www.assets.signify.com/is/content/PhilipsLighting/fp928195805330-pss-global | ADAM-120709 | https://www.assets.signify.com/is/image/PhilipsLighting/a146edfdcaab41459ab6a4a3009d0f52 | [18 empty] | ADAM-9c1e4240aaea481b9a6eadad0088dbd8 | https://www.assets.signify.com/is/content/Signify/3a1d826ba70f4fc29b2dadad0088dd09 | [14 empty] | G | 3550 lumen |  | 930 ¦ CCT of 3000K | 92 | 3000 K | 73.2 W | 50 lm/W |  |  | 3550 lumen |  | 73.2 W |  |  | 1050 | 89 V | 120 s |  | https://www.lighting.philips.com/link/928195805330_EU/prd/aa/en
FP-928196805130 | MST MHN-SB 2000W/956 400V K12s-7 WH HO | 928196805130 | 2010-04-30 00:00:00 | 215 mg |  |  |  | TD40 ¦ TD 40mm | CABLE ¦ Cable | 5600 K | Daylight |  |  |  | No | 2277 kWh | [81 empty] | ADAM-87545 | https://www.assets.signify.com/is/image/Signify/4b43f97bb7134f3b9891a4a300c9f7b6 | ADAM-20151211112319929 | https://www.assets.signify.com/is/content/PhilipsLighting/fp928196805130-pss-global | ADAM-3458 | https://www.assets.signify.com/is/image/PhilipsLighting/fb715f695ea941ba96dfa4a300c9faaa | [37 empty] | 956 ¦ CCT of 5600K | 81 | 5600 K | 2070.0 W | 108 lm/W |  |  |  |  | 2070.0 W |  |  |  | 205 V |  |  | https://www.lighting.philips.com/link/928196805130_EU/prd/aa/en
FP-928196905130 | MASTER MHN-SE 2000W/956 GX22 400V HO UNP | 928196905130 | 2010-04-30 00:00:00 | 215 mg |  |  |  | TD40 ¦ TD 40mm | GX22 ¦ GX22 | 5600 K | Daylight |  |  |  | No | 2310 kWh | [81 empty] | ADAM-87546 | https://www.assets.signify.com/is/image/Signify/03f56f8d84014c938f53a4a300ca0cc7 | ADAM-20151211033339560 | https://www.assets.signify.com/is/content/PhilipsLighting/fp928196905130-pss-global | ADAM-3466 | https://www.assets.signify.com/is/image/PhilipsLighting/14a7cf1e7dcf4487a930a4a300ca16ed | [37 empty] | 956 ¦ CCT of 5600K | 84 | 5600 K | 2100.0 W | 108 lm/W |  |  |  |  | 2100.0 W |  |  |  | 210 V |  |  | https://www.lighting.philips.com/link/928196905130_EU/prd/aa/en
FP-928390720230 | S2 4-22W SER 220-240V WH EUR/12X25CT | 928390720230 | 2007-05-21 00:00:00 | [94 empty] | ADAM-87141 | https://www.assets.signify.com/is/image/Signify/e056ffa1a653468ebbc4a4a300d81325 | ADAM-20151211073119087 | https://www.assets.signify.com/is/content/PhilipsLighting/fp928390720230-pss-global | ADAM-3921 | https://www.assets.signify.com/is/image/PhilipsLighting/129ec33e5f6b4e3c9f21a4a300d8464f | [36 empty] | White |  |  |  | 22 W;4 W | [5 empty] | 22 W;4 W | [6 empty] | https://www.lighting.philips.com/link/928390720230_EU/prd/aa/en
FP-928391630303 | S12 115-140W 220-240V UNP/20X25CT | 928391630303 | 2007-08-30 00:00:00 | [94 empty] | ADAM-87141 | https://www.assets.signify.com/is/image/Signify/e056ffa1a653468ebbc4a4a300d81325 | ADAM-20151210153143162 | https://www.assets.signify.com/is/content/PhilipsLighting/fp928391630303-pss-global | ADAM-3921 | https://www.assets.signify.com/is/image/PhilipsLighting/129ec33e5f6b4e3c9f21a4a300d8464f | [36 empty] | Black |  |  |  | 115 W;140 W | [5 empty] | 115 W;140 W | [6 empty] | https://www.lighting.philips.com/link/928391630303_EU/prd/aa/en
FP-928392220230 | S10 4-65W SIN 220-240V WH EUR/12X25CT | 928392220230 | 2007-05-25 00:00:00 | [94 empty] | ADAM-86808 | https://www.assets.signify.com/is/image/Signify/0e0ac2fbe14741918546a4a300d80b57 | ADAM-20151211222951351 | https://www.assets.signify.com/is/content/PhilipsLighting/fp928392220230-pss-global | ADAM-3921 | https://www.assets.signify.com/is/image/PhilipsLighting/129ec33e5f6b4e3c9f21a4a300d8464f | [36 empty] | White |  |  |  | 4 W;65 W | [5 empty] | 4 W;65 W | [6 empty] | https://www.lighting.philips.com/link/928392220230_EU/prd/aa/en
FP-928392220285 | S10 4-65W SIN 220-240V WH 2PF/10 | 928392220285 | 2021-02-12 00:00:00 | [94 empty] | ADAM-86521 | https://www.assets.signify.com/is/image/Signify/c743b465c2b34956ba2ba4a300d7bab0 | ADAM-1dc820c9979c44be9170ae3f01340251 | https://www.assets.signify.com/is/content/Signify/fp928392220285-pss-global | ADAM-3921 | https://www.assets.signify.com/is/image/PhilipsLighting/129ec33e5f6b4e3c9f21a4a300d8464f | [36 empty] | White |  |  |  | 4 W;65 W | [5 empty] | 4 W;65 W | [6 empty] | https://www.lighting.philips.com/link/928392220285_EU/prd/aa/en
FP-928482500092 | MHN-TD 150W/730 RX7s 1CT/12 | 928482500092 | 2012-02-17 00:00:00 | 18 mg |  |  |  | TD | RX7S ¦ RX7s | 3000 K | Warm White (WW) |  |  | 0.89 mm | No | 155 kWh | [81 empty] | ADAM-85874 | https://www.assets.signify.com/is/image/PhilipsLighting/f7945481b5ad4ff69d23a4a300ca48e5 | ADAM-20151210195122594 | https://www.assets.signify.com/is/content/PhilipsLighting/fp928482500092-pss-global | ADAM-3482 | https://www.assets.signify.com/is/image/PhilipsLighting/33bfff5aa3bb4b238f04a4a300ca4ef1 | [18 empty] | ADAM-fb11a94786cf40da96ecadad00fd8844 | https://www.assets.signify.com/is/content/Signify/c0a0a3d687a141e994e8adad00fd8975 | [14 empty] | G | 13400 lumen |  | 730 ¦ CCT of 3000K | 67 | 3000 K | 155.0 W | 90 lm/W |  |  | 13400 lumen |  | 155.0 W |  |  |  | 96 V |  |  | https://www.lighting.philips.com/link/928482500092_EU/prd/aa/en
FP-928482600096 | HPI-T 1000W/543 E40 1SL/4 | 928482600096 | 2013-02-21 00:00:00 | 86 mg |  |  |  | T65 ¦ T 65mm | E40 ¦ E40 | 4300 K | Cool White (CW) |  |  |  | No | 1089 kWh | [81 empty] | ADAM-15f18decf353434db195a99800749183 | https://www.assets.signify.com/is/image/PhilipsLighting/697f0d8cbcb54549a2b2a99800749181 | ADAM-20151211055646338 | https://www.assets.signify.com/is/content/PhilipsLighting/fp928482600096-pss-global | ADAM-3299 | https://www.assets.signify.com/is/image/PhilipsLighting/deb55948cb1f4912aa79a4a300bbba76 | [37 empty] | 543 ¦ CCT of 4300K | 57 | 4300 K | 990 W | 83 lm/W |  |  |  |  | 990 W |  |  |  | 130 V |  |  | https://www.lighting.philips.com/link/928482600096_EU/prd/aa/en
FP-928486700091 | SON 70W E E27 CO 1CT/24 | 928486700091 | 2006-05-02 00:00:00 | 16.3 mg |  |  |  | BF70 ¦ BF 70mm | E27 ¦ E27 | 1900 K |  |  |  |  | Yes | 73 kWh | [81 empty] | ADAM-85880 | https://www.assets.signify.com/is/image/Signify/25f57841d1dd4d8c953fa4a300d2d72c | ADAM-20151210130055536 | https://www.assets.signify.com/is/content/PhilipsLighting/fp928486700091-pss-global | ADAM-3797 | https://www.assets.signify.com/is/image/PhilipsLighting/59826852cfb94fa98f29a4a300d2de48 | [18 empty] | ADAM-f395e881917e4f53b49dadad00fe437e | https://www.assets.signify.com/is/content/Signify/9f3a072c20054269b8daadad00fe44a5 | [14 empty] | G |  |  | 220 ¦ CCT of 2000K | - | 1900 K | 72.5 W | 80 lm/W |  |  |  |  | 72.5 W |  |  |  | 95 V |  |  | https://www.lighting.philips.com/link/928486700091_EU/prd/aa/en
FP-928601164631 | CDM-T Elite 315W/930 PGZ18.1CT/12 | 928601164631 | 2011-02-08 00:00:00 |  | - W |  |  | TMW28 ¦ TMW 28mm | PGZ18 ¦ PGZ18 | 3000 K | Warm White (WW) |  |  | 28 mm | No | 316 kWh |  |  |  | 186 mm | [77 empty] | ADAM-87265 | https://www.assets.signify.com/is/image/Signify/d54e223fa5ae4371bc15a4a300a97b75 | ADAM-20151210142259601 | https://www.assets.signify.com/is/content/PhilipsLighting/fp928601164631-pss-global | ADAM-2811 | https://www.assets.signify.com/is/image/PhilipsLighting/f7f14c58bd794a5496cda4a300a98143 | [18 empty] | ADAM-95e670b39b8941df8ac0adad00ff347d | https://www.assets.signify.com/is/content/Signify/6702170bcc4641a391c3adad00ff38ff | [14 empty] | F | 38000 lumen |  | 930 ¦ CCT of 3000K | 90 | 3000 K | 315.9 W | 120 lm/W |  |  | 38000 lumen |  | 315.9 W |  |  |  | 100 V |  |  | https://www.lighting.philips.com/link/928601164631_EU/prd/aa/en
FP-928601164931 | MASTERC CDM-TMW Elite 210W/942 1CT | 928601164931 | 2011-02-08 00:00:00 |  | - W |  |  | TMW28 ¦ TMW 28mm | PGZ18 ¦ PGZ18 | 4200 K | Cool White (CW) |  |  | 28 mm | No | 210 kWh |  |  |  | 186 mm | [77 empty] | ADAM-87265 | https://www.assets.signify.com/is/image/Signify/d54e223fa5ae4371bc15a4a300a97b75 | ADAM-20151211101124427 | https://www.assets.signify.com/is/content/PhilipsLighting/fp928601164931-pss-global | ADAM-2811 | https://www.assets.signify.com/is/image/PhilipsLighting/f7f14c58bd794a5496cda4a300a98143 | [18 empty] | ADAM-4495eeebfc0f4d4aa380adad01015d79 | https://www.assets.signify.com/is/content/Signify/1a56b500bd7a49e1b67badad01015f53 | [14 empty] | F | 23000 lumen |  | 942 ¦ CCT of 4200K | 92 | 4200 K | 210.0 W | 108 lm/W |  |  | 23000 lumen |  | 210.0 W |  |  |  | 98 V |  |  | https://www.lighting.philips.com/link/928601164931_EU/prd/aa/en
FP-928601167331 | CDM Elite TMW 315/942/U/O EU | 928601167331 | 2011-02-08 00:00:00 |  | - W |  |  | T12 ¦ 38 mm (T12) | PGZX18. ¦ PGZX18. | 4200 K | Cool White (CW) |  |  | 38 mm | No | 316 kWh |  |  |  | 193 mm | [77 empty] | ADAM-87708 | https://www.assets.signify.com/is/image/Signify/33ba0c469aaa453ab0fba4a300a974bc | ADAM-20151210185621631 | https://www.assets.signify.com/is/content/PhilipsLighting/fp928601167331-pss-global | ADAM-2811 | https://www.assets.signify.com/is/image/PhilipsLighting/f7f14c58bd794a5496cda4a300a98143 | [18 empty] | ADAM-5bdde9a7f20144588058adad0102d594 | https://www.assets.signify.com/is/content/Signify/1169cb6877f546bea139adad0102d7cf | [14 empty] | F | 34300 lumen |  | 942 ¦ CCT of 4200K | 93 | 4200 K | 315.9 W | 109 lm/W |  |  | 34300 lumen |  | 315.9 W |  |  |  | 100 V |  |  | https://www.lighting.philips.com/link/928601167331_EU/prd/aa/en
FP-929001162332 | CorePro LEDbulb ND 10.5-75W A60 E27 830 | 929001162332 | 2015-11-26 00:00:00 |  |  |  | 200 degree(s) | A60 ¦ A 60mm | E27 ¦ E27 | 3000 K | White (WH) | 95 mA | <lt/>6 | 60 mm | No | 11 kWh | 70 % |  |  | 110 mm | 0.5 s | [12 empty] | Yes | [63 empty] | ADAM-712035 | https://www.assets.signify.com/is/image/PhilipsLighting/695c5077668c42aba590a502001992f2 | ADAM-20160715130144694 | https://www.assets.signify.com/is/content/PhilipsLighting/fp929001162332-pss-global | ADAM-136610 | https://www.assets.signify.com/is/image/PhilipsLighting/13f8a6e25a9340b7a704a4ad015e1a7a | [8 empty] | ADAM-711947 | https://www.docs.signify.com/assets/ies/sfie9_ledbulb_0068.ies | [8 empty] | ADAM-342dda3643d248669071adab011d7b06 | https://www.assets.signify.com/is/content/Signify/83e845448c6340309927adab011d7cd3 | ADAM-20160715100945337 | https://www.assets.signify.com/is/content/PhilipsLighting/fp929001162332-gis-global |  |  |  |  | ADAM-1ff00685e5654ac79ccbae350110fd86 | https://www.assets.signify.com/is/image/Signify/823d0ff470284d30a0a9ae350111005b | [6 empty] | F | 1055 lumen |  | 830 ¦ CCT of 3000K | 80 | 3000 K | 10.5 W | 100.00 lm/W | 50 to 60 Hz |  | 1055 lumen | 15000 hour(s) | 10.5 W | 0.5 |  | 50000 |  | 0.5 s | 75 W | https://www.lighting.philips.com/link/929001162332_EU/prd/aa/en
FP-929001163803 | LED 75W A60 E27 CDL FR ND 1SRT4 | 929001163803 | 2021-05-31 16:26:25 | [13 empty] | 70 % | [104 empty] | ADAM-332c79184fa34b6ca59badad00bab39f | https://www.assets.signify.com/is/content/Signify/dccd415b3e5e48bb9947adad00bab5e5 | [14 empty] | F |  |  |  | 80 | [6 empty] | 15000 hour(s) |  |  | 15000 hour(s) | 50000 |  | instant full light s |  | https://www.lighting.philips.com/link/929001163803_EU/prd/aa/en
FP-929001163832 | CorePro LEDbulb ND 10-75W A60 E27 865 | 929001163832 | 2015-11-26 00:00:00 |  |  |  | 200 degree(s) | A60 ¦ A 60mm | E27 ¦ E27 | 6500 K | Cool Daylight | 95 mA | <lt/>6 | 60 mm | No | 10 kWh | 70 % |  |  | 110 mm | 0.5 s | [76 empty] | ADAM-712035 | https://www.assets.signify.com/is/image/PhilipsLighting/695c5077668c42aba590a502001992f2 | ADAM-20160715111850689 | https://www.assets.signify.com/is/content/PhilipsLighting/fp929001163832-pss-global | ADAM-136610 | https://www.assets.signify.com/is/image/PhilipsLighting/13f8a6e25a9340b7a704a4ad015e1a7a | [8 empty] | ADAM-711951 | https://www.docs.signify.com/assets/ies/sfie9_ledbulb_0072.ies | [8 empty] | ADAM-60ad9442564b4c0a8a63adab011e1ac5 | https://www.assets.signify.com/is/content/Signify/d182aa31384747b3ae19adab011e1bf1 | ADAM-20160715172345538 | https://www.assets.signify.com/is/content/PhilipsLighting/fp929001163832-gis-global |  |  |  |  | ADAM-1ff00685e5654ac79ccbae350110fd86 | https://www.assets.signify.com/is/image/Signify/823d0ff470284d30a0a9ae350111005b | [6 empty] | F | 1055 lumen |  | 865 ¦ CCT of 6500K | 80 | 6500 K | 10 W | 105.00 lm/W | 50 to 60 Hz |  | 1055 lumen | 15000 hour(s) | 10 W | 0.5 |  | 50000 |  | 0.5 s | 75 W | https://www.lighting.philips.com/link/929001163832_EU/prd/aa/en
FP-929001200802 | CorePro LED PLC 9W 830 4P G24q-3 | 929001200802 | 2015-07-02 00:00:00 |  |  |  | 120 degree(s) | Tube, single-ended | G24Q-3 ¦ G24q-3 | 3000 K | White (WH) |  | <lt/>6 | 33.4 mm | No | 9 kWh | 70 % |  |  | 163.6 mm | 0.5 s |  |  | -20 °C to 35 °C | [9 empty] | Yes | [63 empty] | ADAM-734097 | https://www.assets.signify.com/is/image/PhilipsLighting/46a575ae0371463f9860a55d017e78ce | ADAM-20151220012018867 | https://www.assets.signify.com/is/content/PhilipsLighting/fp929001200802-pss-global | ADAM-734111 | https://www.assets.signify.com/is/image/PhilipsLighting/74e9b6cc28ef441bad08a55d017ed264 |  |  | ADAM-cdd04b68f69a4731836eae9100c37eb8 | https://www.assets.signify.com/is/content/Signify/e695ef55c3ae4e6cb88fae9100c3838f |  |  |  |  | ADAM-20170510055814898 | https://www.docs.signify.com/assets/ies/ledtube_plc_100mm_9w_g24q-3_830_950lm-ies.ies | [8 empty] | ADAM-9396333288f0464a910dadaa00f672f4 | https://www.assets.signify.com/is/content/Signify/fa33beef751b4a51bee9adaa00f673b5 | ADAM-20160312123047915 | https://www.assets.signify.com/is/content/PhilipsLighting/fp929001200802-gis-global |  |  |  |  | ADAM-9f601b3f3bb44b42925cafc700ebdd5f | https://www.assets.signify.com/is/content/Signify/527e8ade1d2042df8f79afc700ebdd5d | ADAM-a30741ec4d0840c8b5c4afcb00a92039 | https://www.assets.signify.com/is/content/Signify/bffe5bead48d45758098afcb00a92d41 |  |  |  |  | F | 950 lumen |  | 830 ¦ CCT of 3000K | 83 | 3000 K | 9 W | 100.00 lm/W | 30000-80000 Hz |  | 950 lumen | 30000 hour(s) | 9 W | 0.9 |  | 50000 |  | 0.5 s |  | https://www.lighting.philips.com/link/929001200802_EU/prd/aa/en
FP-929001200902 | CorePro LED PLC 9W 840 4P G24q-3 | 929001200902 | 2015-07-02 00:00:00 |  |  |  | 120 degree(s) | Tube, single-ended | G24Q-3 ¦ G24q-3 | 4000 K | Cool White (CW) |  | <lt/>6 | 33.4 mm | No | 9 kWh | 70 % |  |  | 163.6 mm | 0.5 s |  |  | -20 °C to 35 °C | [9 empty] | Yes | [63 empty] | ADAM-734097 | https://www.assets.signify.com/is/image/PhilipsLighting/46a575ae0371463f9860a55d017e78ce | ADAM-20151220012020977 | https://www.assets.signify.com/is/content/PhilipsLighting/fp929001200902-pss-global | ADAM-734111 | https://www.assets.signify.com/is/image/PhilipsLighting/74e9b6cc28ef441bad08a55d017ed264 |  |  | ADAM-cdd04b68f69a4731836eae9100c37eb8 | https://www.assets.signify.com/is/content/Signify/e695ef55c3ae4e6cb88fae9100c3838f |  |  |  |  | ADAM-20170510055815927 | https://www.docs.signify.com/assets/ies/ledtube_plc_100mm_9w_g24q-3_840_1000lm-ies.ies | [8 empty] | ADAM-5832e37f43db44fe87d4adaa00f6c640 | https://www.assets.signify.com/is/content/Signify/2260630e40594b20b003adaa00f6c720 | ADAM-20160227150546472 | https://www.assets.signify.com/is/content/PhilipsLighting/fp929001200902-gis-global |  |  |  |  | ADAM-9f601b3f3bb44b42925cafc700ebdd5f | https://www.assets.signify.com/is/content/Signify/527e8ade1d2042df8f79afc700ebdd5d | ADAM-a30741ec4d0840c8b5c4afcb00a92039 | https://www.assets.signify.com/is/content/Signify/bffe5bead48d45758098afcb00a92d41 |  |  |  |  | F | 1000 lumen |  | 840 ¦ CCT of 4000K | 83 | 4000 K | 9 W | 100.00 lm/W | 30000-80000 Hz |  | 1000 lumen | 30000 hour(s) | 9 W | 0.9 |  | 50000 |  | 0.5 s |  | https://www.lighting.philips.com/link/929001200902_EU/prd/aa/en
FP-929001201002 | CorePro LED PLC 6.5W 830 4P G24q-2 | 929001201002 | 2015-07-02 00:00:00 |  |  |  | 120 degree(s) | Tube, single-ended | G24Q-2 ¦ G24q-2 | 3000 K | White (WH) |  | <lt/>6 | 33.4 mm | No | 7 kWh | 70 % |  |  | 140.6 mm | 0.5 s |  |  | -20 °C to 35 °C | [9 empty] | Yes | [63 empty] | ADAM-734095 | https://www.assets.signify.com/is/image/Signify/0729fc0bb23f46cea5a2a55d017e6a3d | ADAM-20151220012023024 | https://www.assets.signify.com/is/content/PhilipsLighting/fp929001201002-pss-global | ADAM-734109 | https://www.assets.signify.com/is/image/PhilipsLighting/a5a6fa7c26ab4802afc7a55d017ec7e8 |  |  | ADAM-cdd04b68f69a4731836eae9100c37eb8 | https://www.assets.signify.com/is/content/Signify/e695ef55c3ae4e6cb88fae9100c3838f |  |  |  |  | ADAM-20170510055816319 | https://www.docs.signify.com/assets/ies/ledtube_plc_100mm_7w_g24q-2_830_650lm-ies.ies | [8 empty] | ADAM-4a5d24e43b0e4148b43aadaa00eb795d | https://www.assets.signify.com/is/content/Signify/cd556c274dd9453684a8adaa00eb7a8f | ADAM-20160227150547548 | https://www.assets.signify.com/is/content/PhilipsLighting/fp929001201002-gis-global |  |  |  |  | ADAM-9f601b3f3bb44b42925cafc700ebdd5f | https://www.assets.signify.com/is/content/Signify/527e8ade1d2042df8f79afc700ebdd5d | ADAM-a30741ec4d0840c8b5c4afcb00a92039 | https://www.assets.signify.com/is/content/Signify/bffe5bead48d45758098afcb00a92d41 |  |  |  |  | F | 650 lumen |  | 830 ¦ CCT of 3000K | 83 | 3000 K | 6.5 W | 92.31 lm/W | 30000-80000 Hz |  | 650 lumen | 30000 hour(s) | 6.5 W | 0.9 |  | 50000 |  | 0.5 s |  | https://www.lighting.philips.com/link/929001201002_EU/prd/aa/en
FP-929001201102 | CorePro LED PLC 6.5W 840 4P G24q-2 | 929001201102 | 2015-07-02 00:00:00 |  |  |  | 120 degree(s) | Tube, single-ended | G24Q-2 ¦ G24q-2 | 4000 K | Cool White (CW) |  | <lt/>6 | 33.4 mm | No | 7 kWh | 70 % |  |  | 140.6 mm | 0.5 s |  |  | -20 °C to 35 °C | [9 empty] | Yes | [63 empty] | ADAM-734095 | https://www.assets.signify.com/is/image/Signify/0729fc0bb23f46cea5a2a55d017e6a3d | ADAM-20151220012024993 | https://www.assets.signify.com/is/content/PhilipsLighting/fp929001201102-pss-global | ADAM-734109 | https://www.assets.signify.com/is/image/PhilipsLighting/a5a6fa7c26ab4802afc7a55d017ec7e8 |  |  | ADAM-cdd04b68f69a4731836eae9100c37eb8 | https://www.assets.signify.com/is/content/Signify/e695ef55c3ae4e6cb88fae9100c3838f |  |  |  |  | ADAM-20170510055816698 | https://www.docs.signify.com/assets/ies/ledtube_plc_100mm_7w_g24q-2_840_700lm-ies.ies | [8 empty] | ADAM-a77b6f7a85fd4972b299adaa0105b7f0 | https://www.assets.signify.com/is/content/Signify/23ca9b9c8ad1469a805eadaa0105b8ec | ADAM-20160312171553130 | https://www.assets.signify.com/is/content/PhilipsLighting/fp929001201102-gis-global |  |  |  |  | ADAM-9f601b3f3bb44b42925cafc700ebdd5f | https://www.assets.signify.com/is/content/Signify/527e8ade1d2042df8f79afc700ebdd5d | ADAM-a30741ec4d0840c8b5c4afcb00a92039 | https://www.assets.signify.com/is/content/Signify/bffe5bead48d45758098afcb00a92d41 |  |  |  |  | F | 700 lumen |  | 840 ¦ CCT of 4000K | 83 | 4000 K | 6.5 W | 92.31 lm/W | 30000-80000 Hz |  | 700 lumen | 30000 hour(s) | 6.5 W | 0.9 |  | 50000 |  | 0.5 s |  | https://www.lighting.philips.com/link/929001201102_EU/prd/aa/en
FP-929001201202 | CorePro LED PLC 8.5W 830 2P G24d-3 | 929001201202 | 2015-07-02 00:00:00 |  |  |  | 120 degree(s) | Tube, single-ended | G24D-3 ¦ G24d-3 | 3000 K | White (WH) |  | <lt/>6 | 33.4 mm | No | 9 kWh | 70 % |  |  | 170.6 mm | 0.5 s |  |  | -20 °C to 35 °C | [9 empty] | Yes | [63 empty] | ADAM-734096 | https://www.assets.signify.com/is/image/Signify/3cf794daf60d4a8796b0a55d017e71d9 | ADAM-20151220012027165 | https://www.assets.signify.com/is/content/PhilipsLighting/fp929001201202-pss-global | ADAM-734110 | https://www.assets.signify.com/is/image/PhilipsLighting/056ec7ba3ce14bdd9d9ba55d017ecba8 |  |  | ADAM-ea8eab3fd61e42eb899dae9100c3729e | https://www.assets.signify.com/is/content/Signify/af5245b7e3e84a3cab54ae9100c37928 |  |  |  |  | ADAM-20170510055817125 | https://www.docs.signify.com/assets/ies/ledtube_plc_100mm_9w_g24d-3_830_950lm-ies.ies | [8 empty] | ADAM-c7092907b2a748f69ad8adaa00f74817 | https://www.assets.signify.com/is/content/Signify/76f51266ba244cb4b417adaa00f7499c | ADAM-20160312175558369 | https://www.assets.signify.com/is/content/PhilipsLighting/fp929001201202-gis-global |  |  |  |  | ADAM-9f601b3f3bb44b42925cafc700ebdd5f | https://www.assets.signify.com/is/content/Signify/527e8ade1d2042df8f79afc700ebdd5d | ADAM-a30741ec4d0840c8b5c4afcb00a92039 | https://www.assets.signify.com/is/content/Signify/bffe5bead48d45758098afcb00a92d41 |  |  |  |  | F | 950 lumen |  | 830 ¦ CCT of 3000K | 83 | 3000 K | 8.5 W | 105.88 lm/W | 50 to 60 Hz |  | 950 lumen | 30000 hour(s) | 8.5 W | 0.9 |  | 50000 |  | 0.5 s |  | https://www.lighting.philips.com/link/929001201202_EU/prd/aa/en
FP-929001201302 | CorePro LED PLC 8.5W 840 2P G24d-3 | 929001201302 | 2015-07-02 00:00:00 |  |  |  | 120 degree(s) | Tube, single-ended | G24D-3 ¦ G24d-3 | 4000 K | Cool White (CW) |  | <lt/>6 | 33.4 mm | No | 9 kWh | 70 % |  |  | 170.6 mm | 0.5 s |  |  | -20 °C to 35 °C | [9 empty] | Yes | [63 empty] | ADAM-734096 | https://www.assets.signify.com/is/image/Signify/3cf794daf60d4a8796b0a55d017e71d9 | ADAM-20151217141229639 | https://www.assets.signify.com/is/content/PhilipsLighting/fp929001201302-pss-global | ADAM-734110 | https://www.assets.signify.com/is/image/PhilipsLighting/056ec7ba3ce14bdd9d9ba55d017ecba8 |  |  | ADAM-ea8eab3fd61e42eb899dae9100c3729e | https://www.assets.signify.com/is/content/Signify/af5245b7e3e84a3cab54ae9100c37928 |  |  |  |  | ADAM-20170510055817543 | https://www.docs.signify.com/assets/ies/ledtube_plc_100mm_9w_g24d-3_840_1000lm-ies.ies | [8 empty] | ADAM-9c777a1599724cf480feadaa00f78c1c | https://www.assets.signify.com/is/content/Signify/68b1a3a595364444980cadaa00f78dc7 | ADAM-20160312072351413 | https://www.assets.signify.com/is/content/PhilipsLighting/fp929001201302-gis-global |  |  |  |  | ADAM-9f601b3f3bb44b42925cafc700ebdd5f | https://www.assets.signify.com/is/content/Signify/527e8ade1d2042df8f79afc700ebdd5d | ADAM-a30741ec4d0840c8b5c4afcb00a92039 | https://www.assets.signify.com/is/content/Signify/bffe5bead48d45758098afcb00a92d41 |  |  |  |  | F | 1000 lumen |  | 840 ¦ CCT of 4000K | 83 | 4000 K | 8.5 W | 105.88 lm/W | 50 to 60 Hz |  | 1000 lumen | 30000 hour(s) | 8.5 W | 0.9 |  | 50000 |  | 0.5 s |  | https://www.lighting.philips.com/link/929001201302_EU/prd/aa/en
FP-929001201402 | CorePro LED PLC 6.5W 830 2P G24d-2 | 929001201402 | 2015-07-02 00:00:00 |  |  |  | 120 degree(s) | Tube, single-ended | G24D-2 ¦ G24d-2 | 3000 K | White (WH) |  | <lt/>6 | 33.4 mm | No | 7 kWh | 70 % |  |  | 147.6 mm | 0.5 s |  |  | -20 °C to 35 °C | [9 empty] | Yes | [63 empty] | ADAM-734094 | https://www.assets.signify.com/is/image/Signify/9423b74235c04151bcc3a55d017e6316 | ADAM-20151218074055724 | https://www.assets.signify.com/is/content/PhilipsLighting/fp929001201402-pss-global | ADAM-734108 | https://www.assets.signify.com/is/image/PhilipsLighting/36bf600b0e7d43ccb249a55d017ec46e |  |  | ADAM-ea8eab3fd61e42eb899dae9100c3729e | https://www.assets.signify.com/is/content/Signify/af5245b7e3e84a3cab54ae9100c37928 |  |  |  |  | ADAM-20170510055817982 | https://www.docs.signify.com/assets/ies/ledtube_plc_100mm_7w_g24d-2_830_650lm-ies.ies | [8 empty] | ADAM-8fe73ad5ed264ecca2f5adaa00ebc8a7 | https://www.assets.signify.com/is/content/Signify/567c9c14ffb04d359e9eadaa00ebc9f9 | ADAM-20160313000948122 | https://www.assets.signify.com/is/content/PhilipsLighting/fp929001201402-gis-global |  |  |  |  | ADAM-9f601b3f3bb44b42925cafc700ebdd5f | https://www.assets.signify.com/is/content/Signify/527e8ade1d2042df8f79afc700ebdd5d | ADAM-a30741ec4d0840c8b5c4afcb00a92039 | https://www.assets.signify.com/is/content/Signify/bffe5bead48d45758098afcb00a92d41 |  |  |  |  | F | 650 lumen |  | 830 ¦ CCT of 3000K | 83 | 3000 K | 6.5 W | 92.31 lm/W | 50 to 60 Hz |  | 650 lumen | 30000 hour(s) | 6.5 W | 0.9 |  | 50000 |  | 0.5 s |  | https://www.lighting.philips.com/link/929001201402_EU/prd/aa/en
FP-929001201502 | CorePro LED PLC 6.5W 840 2P G24d-2 | 929001201502 | 2015-07-02 00:00:00 |  |  |  | 120 degree(s) | Tube, single-ended | G24D-2 ¦ G24d-2 | 4000 K | Cool White (CW) |  | <lt/>6 | 33.4 mm | No | 7 kWh | 70 % |  |  | 147.6 mm | 0.5 s |  |  | -20 °C to 35 °C | [9 empty] | Yes | [63 empty] | ADAM-734094 | https://www.assets.signify.com/is/image/Signify/9423b74235c04151bcc3a55d017e6316 | ADAM-20151217092633818 | https://www.assets.signify.com/is/content/PhilipsLighting/fp929001201502-pss-global | ADAM-734108 | https://www.assets.signify.com/is/image/PhilipsLighting/36bf600b0e7d43ccb249a55d017ec46e |  |  | ADAM-ea8eab3fd61e42eb899dae9100c3729e | https://www.assets.signify.com/is/content/Signify/af5245b7e3e84a3cab54ae9100c37928 |  |  |  |  | ADAM-20170510055818445 | https://www.docs.signify.com/assets/ies/ledtube_plc_100mm_7w_g24d-2_840_700lm-ies.ies | [8 empty] | ADAM-025fbd7e1787419eb927adaa0106077e | https://www.assets.signify.com/is/content/Signify/a3db9f6e91ce495d8679adaa010609a8 | ADAM-20160312131456135 | https://www.assets.signify.com/is/content/PhilipsLighting/fp929001201502-gis-global |  |  |  |  | ADAM-9f601b3f3bb44b42925cafc700ebdd5f | https://www.assets.signify.com/is/content/Signify/527e8ade1d2042df8f79afc700ebdd5d | ADAM-a30741ec4d0840c8b5c4afcb00a92039 | https://www.assets.signify.com/is/content/Signify/bffe5bead48d45758098afcb00a92d41 |  |  |  |  | F | 700 lumen |  | 840 ¦ CCT of 4000K | 83 | 4000 K | 6.5 W | 92.31 lm/W | 50 to 60 Hz |  | 700 lumen | 30000 hour(s) | 6.5 W | 0.9 |  | 50000 |  | 0.5 s |  | https://www.lighting.philips.com/link/929001201502_EU/prd/aa/en
FP-929001210931 | PILA LED 35W GU5.3 WW 12V 36D ND | 929001210931 | 2016-01-25 00:00:00 |  |  |  | 36 degree(s) | MR16 ¦ 2inch/50mm | GU5.3 ¦ GU5.3 | 2700 K | Warm White (WW) | 550 mA | <lt/>6 | 50 mm | No | 5 kWh | 70 % | 345 lumen | 700 cd | 46 mm | 0.4 s | Yes | [75 empty] | ADAM-95d6c8c0ddc94593b5cdad6d010ccb72 | https://www.assets.signify.com/is/image/Signify/ff107a6c0ecc4ef49550ad6d010ccc65 | ADAM-7f2077bf73ce449b84fead7300930f38 | https://www.assets.signify.com/is/content/Signify/fp929001210931-pss-global | [20 empty] | ADAM-6db5d97989f8479185bfadad00c575c5 | https://www.assets.signify.com/is/content/Signify/babd0805a4d44719b8cbadad00c576ff | ADAM-1e6093792c88436e8403ad7300900377 | https://www.assets.signify.com/is/content/Signify/fp929001210931-gis-global | [12 empty] | G | 345 lumen |  | 827 ¦ CCT of 2700K | 80 | 2700 K | 4.5 W | 76.00 lm/W | - Hz |  | 345 lumen | 15000 hour(s) | 4.5 W | 0.41 |  | 30000 |  | 0.4 s | 35 W | https://www.lighting.philips.com/link/929001210931_EU/prd/aa/en
FP-929001215232 | Corepro LEDspot 4.6-50W GU10 827 36D | 929001215232 | 2017-02-24 00:00:00 |  |  |  | 36 degree(s) | PAR16 ¦ PAR 2 inch/50mm | GU10 ¦ GU10 | 2700 K | Warm White (WW) | 39 mA | <lt/>6 | 50 mm | No | 5 kWh | 70 % | 355 lumen | 700 cd | 54 mm | 0.5 s | Yes | [11 empty] | Yes | [63 empty] | ADAM-20160412092442665 | https://www.assets.signify.com/is/image/PhilipsLighting/6e848a6cc2894333a480a5e60079c8e3 | ADAM-20170705235030343 | https://www.assets.signify.com/is/content/PhilipsLighting/fp929001215232-pss-global | ADAM-20160303143655912 | https://www.assets.signify.com/is/image/PhilipsLighting/71b7c56fd7c243b49af2a5be00ded0c6 | [8 empty] | ADAM-20160602130447391 | https://www.docs.signify.com/assets/ies/ledspotmv_4-6-50w_gu10_par16_827_36d_ies.ies | [8 empty] | ADAM-46bd96054a8e4aa2bea8adad018548c3 | https://www.assets.signify.com/is/content/Signify/f3fc00f5c9f44b929f3eadad01854a44 | ADAM-16f3a10ebf01467782aca9e6001d951d | https://www.assets.signify.com/is/content/PhilipsLighting/fp929001215232-gis-global |  |  |  |  | ADAM-71ba9b53b8f74ff8b134af18008823cc | https://www.assets.signify.com/is/content/Signify/981a4831942946e8bc14af1800882a0d | ADAM-13124142235548afbeb0af32007fd494 | https://www.assets.signify.com/is/content/Signify/97398daa33e24390871baf32007fdeac |  |  |  |  | F | 355 lumen |  | 827 ¦ CCT of 2700K | 80 | 2700 K | 4.6 W | 77.00 lm/W | 50 to 60 Hz |  | 355 lumen | 15000 hour(s) | 4.6 W | 0.5 |  | 50000 |  | 0.5 s | 50 W | https://www.lighting.philips.com/link/929001215232_EU/prd/aa/en
FP-929001215255 | LEDClassic 50W GU10 WW 36D RF ND SRT4 | 929001215255 | 2020-05-14 19:17:44 | [13 empty] | 70 % | [104 empty] | ADAM-46bd96054a8e4aa2bea8adad018548c3 | https://www.assets.signify.com/is/content/Signify/f3fc00f5c9f44b929f3eadad01854a44 | [14 empty] | F |  |  |  | 80 | [6 empty] | 15000 hour(s) |  |  | 15000 hour(s) | 50000 |  | instant full light s |  | https://www.lighting.philips.com/link/929001215255_EU/prd/aa/en
FP-929001217532 | Corepro LEDspot 2.7-25W GU10 827 36D | 929001217532 | 2017-02-23 00:00:00 |  |  |  | 36 degree(s) | PAR16 ¦ PAR 2 inch/50mm | GU10 ¦ GU10 | 2700 K | Warm White (WW) | 29 mA | <lt/>6 | 50 mm | No | 3 kWh | 70 % | 215 lumen | 470 cd | 53 mm | 0.5 s | Yes | [11 empty] | Yes | [63 empty] | ADAM-20160412092442665 | https://www.assets.signify.com/is/image/PhilipsLighting/6e848a6cc2894333a480a5e60079c8e3 | ADAM-20170705234948936 | https://www.assets.signify.com/is/content/PhilipsLighting/fp929001217532-pss-global | ADAM-20160303143655912 | https://www.assets.signify.com/is/image/PhilipsLighting/71b7c56fd7c243b49af2a5be00ded0c6 | [8 empty] | ADAM-20160412092547499 | https://www.docs.signify.com/assets/ies/ledspotmv_3-1-25w_gu10_827_36d_nd_ies.ies | [8 empty] | ADAM-506f8a4857de47ab90cdadad0185dc6f | https://www.assets.signify.com/is/content/Signify/5f8f8cfffd36460eab62adad0185df78 | ADAM-c3fb243d883344a5bc28a9e6001e9a04 | https://www.assets.signify.com/is/content/PhilipsLighting/fp929001217532-gis-global |  |  |  |  | ADAM-71ba9b53b8f74ff8b134af18008823cc | https://www.assets.signify.com/is/content/Signify/981a4831942946e8bc14af1800882a0d | ADAM-13124142235548afbeb0af32007fd494 | https://www.assets.signify.com/is/content/Signify/97398daa33e24390871baf32007fdeac |  |  |  |  | F | 215 lumen |  | 827 ¦ CCT of 2700K | 80 | 2700 K | 2.7 W | 79.00 lm/W | 50 to 60 Hz |  | 215 lumen | 15000 hour(s) | 2.7 W | 0.5 |  | 50000 |  | 0.5 s | 25 W | https://www.lighting.philips.com/link/929001217532_EU/prd/aa/en
FP-929001217602 | Corepro LEDspot 2.7-25W GU10 830 36D | 929001217602 | 2016-12-13 00:00:00 |  |  |  | 36 degree(s) | PAR16 ¦ PAR 2 inch/50mm | GU10 ¦ GU10 | 3000 K | White (WH) | 29 mA | <lt/>6 | 50 mm | No | 3 kWh | 70 % | 225 lumen | 490 cd | 54 mm | 0.5 s | Yes | [11 empty] | Yes | [63 empty] | ADAM-20170622115517846 | https://www.assets.signify.com/is/image/PhilipsLighting/1bdc6620fc604ecab954a79a00a30b94 | ADAM-20170705234708512 | https://www.assets.signify.com/is/content/PhilipsLighting/fp929001217602-pss-global | ADAM-20160303143655912 | https://www.assets.signify.com/is/image/PhilipsLighting/71b7c56fd7c243b49af2a5be00ded0c6 | [8 empty] | ADAM-20170627094345701 | https://www.docs.signify.com/assets/ies/ledspot_25w_gu10_830_36d-ies.ies | [8 empty] | ADAM-ada593be363b4238b77badad016829e1 | https://www.assets.signify.com/is/content/Signify/abdb4e80fb824e9783c0adad01682d4d | ADAM-79a1ddfe5a374a22af82a9e6001dcef6 | https://www.assets.signify.com/is/content/PhilipsLighting/fp929001217602-gis-global |  |  |  |  | ADAM-71ba9b53b8f74ff8b134af18008823cc | https://www.assets.signify.com/is/content/Signify/981a4831942946e8bc14af1800882a0d | ADAM-13124142235548afbeb0af32007fd494 | https://www.assets.signify.com/is/content/Signify/97398daa33e24390871baf32007fdeac |  |  |  |  | F | 225 lumen |  | 830 ¦ CCT of 3000K | 80 | 3000 K | 2.7 W | 83.00 lm/W | 50 to 60 Hz |  | 225 lumen | 15000 hour(s) | 2.7 W | 0.5 |  | 50000 |  | 0.5 s | 25 W | https://www.lighting.philips.com/link/929001217602_EU/prd/aa/en
FP-929001217702 | Corepro LEDspot 2.7-25W GU10 840 36D | 929001217702 | 2016-12-13 00:00:00 |  |  |  | 36 degree(s) | PAR16 ¦ PAR 2 inch/50mm | GU10 ¦ GU10 | 4000 K | Cool White (CW) | 29 mA | <lt/>6 | 50 mm | No | 3 kWh | 70 % | 230 lumen | 500 cd | 54 mm | 0.5 s | Yes | [11 empty] | Yes | [63 empty] | ADAM-20170622115517846 | https://www.assets.signify.com/is/image/PhilipsLighting/1bdc6620fc604ecab954a79a00a30b94 | ADAM-20170706000624547 | https://www.assets.signify.com/is/content/PhilipsLighting/fp929001217702-pss-global | ADAM-20160303143655912 | https://www.assets.signify.com/is/image/PhilipsLighting/71b7c56fd7c243b49af2a5be00ded0c6 | [8 empty] | ADAM-20170627094345290 | https://www.docs.signify.com/assets/ies/ledspot_25w_gu10_840_36d-ies.ies | [8 empty] | ADAM-bd0da6adf2644dd4bf05adad0168b586 | https://www.assets.signify.com/is/content/Signify/d6e56ec31c654d25b292adad0168b7ec | ADAM-5b645e13974449a2a1f2a9e6001dcfc8 | https://www.assets.signify.com/is/content/PhilipsLighting/fp929001217702-gis-global |  |  |  |  | ADAM-71ba9b53b8f74ff8b134af18008823cc | https://www.assets.signify.com/is/content/Signify/981a4831942946e8bc14af1800882a0d | ADAM-13124142235548afbeb0af32007fd494 | https://www.assets.signify.com/is/content/Signify/97398daa33e24390871baf32007fdeac |  |  |  |  | F | 230 lumen |  | 840 ¦ CCT of 4000K | 80 | 4000 K | 2.7 W | 85.00 lm/W | 50 to 60 Hz |  | 230 lumen | 15000 hour(s) | 2.7 W | 0.5 |  | 50000 |  | 0.5 s | 25 W | https://www.lighting.philips.com/link/929001217702_EU/prd/aa/en
FP-929001217855 | LED classic 35W GU10 WW 36D RF ND SRT4 | 929001217855 | 2020-05-14 19:19:00 | [13 empty] | 70 % | [104 empty] | ADAM-2fece7e5834f4013a919adad01693899 | https://www.assets.signify.com/is/content/Signify/deec38ccfa994ace9121adad01693a3c | [14 empty] | F |  |  |  | 80 | [6 empty] | 15000 hour(s) |  |  | 15000 hour(s) | 50000 |  | instant full light s |  | https://www.lighting.philips.com/link/929001217855_EU/prd/aa/en
FP-929001217862 | Corepro LEDspot 3.5-35W GU10 827 36D | 929001217862 | 2017-02-24 00:00:00 |  |  |  | 36 degree(s) | PAR16 ¦ PAR 2 inch/50mm | GU10 ¦ GU10 | 2700 K | Warm White (WW) | 32 mA | <lt/>6 | 50 mm | No | 4 kWh | 70 % | 255 lumen | 545 cd | 54 mm | 0.5 s | Yes | [11 empty] | Yes | [63 empty] | ADAM-20160412092442665 | https://www.assets.signify.com/is/image/PhilipsLighting/6e848a6cc2894333a480a5e60079c8e3 | ADAM-20170705235447587 | https://www.assets.signify.com/is/content/PhilipsLighting/fp929001217862-pss-global | ADAM-20160303143655912 | https://www.assets.signify.com/is/image/PhilipsLighting/71b7c56fd7c243b49af2a5be00ded0c6 | [8 empty] | ADAM-20160602130445722 | https://www.docs.signify.com/assets/ies/ledspotmv_3_5-35w_gu10_par16_827_36d_ies.ies | [8 empty] | ADAM-2fece7e5834f4013a919adad01693899 | https://www.assets.signify.com/is/content/Signify/deec38ccfa994ace9121adad01693a3c | ADAM-5dc0faf98ba2465585baa9e6001d780a | https://www.assets.signify.com/is/content/PhilipsLighting/fp929001217862-gis-global |  |  |  |  | ADAM-71ba9b53b8f74ff8b134af18008823cc | https://www.assets.signify.com/is/content/Signify/981a4831942946e8bc14af1800882a0d | ADAM-13124142235548afbeb0af32007fd494 | https://www.assets.signify.com/is/content/Signify/97398daa33e24390871baf32007fdeac |  |  |  |  | F | 255 lumen |  | 827 ¦ CCT of 2700K | 80 | 2700 K | 3.5 W | 72.00 lm/W | 50 to 60 Hz |  | 255 lumen | 15000 hour(s) | 3.5 W | 0.5 |  | 50000 |  | 0.5 s | 35 W | https://www.lighting.philips.com/link/929001217862_EU/prd/aa/en
FP-929001217902 | Corepro LEDspot 3.5-35W GU10 830 36D | 929001217902 | 2016-12-13 00:00:00 |  |  |  | 36 degree(s) | PAR16 ¦ PAR 2 inch/50mm | GU10 ¦ GU10 | 3000 K | White (WH) | 32 mA | <lt/>6 | 50 mm | No | 4 kWh | 70 % | 265 lumen | 565 cd | 54 mm | 0.5 s | Yes | [11 empty] | Yes | [63 empty] | ADAM-20170622115517846 | https://www.assets.signify.com/is/image/PhilipsLighting/1bdc6620fc604ecab954a79a00a30b94 | ADAM-20170705234805803 | https://www.assets.signify.com/is/content/PhilipsLighting/fp929001217902-pss-global | ADAM-20160303143655912 | https://www.assets.signify.com/is/image/PhilipsLighting/71b7c56fd7c243b49af2a5be00ded0c6 | [8 empty] | ADAM-20170627094344913 | https://www.docs.signify.com/assets/ies/ledspot_35w_gu10_830_36d_cla-ies.ies | [8 empty] | ADAM-238e7edae51f4233aebcadad0169a17a | https://www.assets.signify.com/is/content/Signify/c554b07ef9ac47a0ad9fadad0169a3ee | ADAM-feecc638c0fb4d41849fa9e6001c9fb7 | https://www.assets.signify.com/is/content/PhilipsLighting/fp929001217902-gis-global |  |  |  |  | ADAM-71ba9b53b8f74ff8b134af18008823cc | https://www.assets.signify.com/is/content/Signify/981a4831942946e8bc14af1800882a0d | ADAM-13124142235548afbeb0af32007fd494 | https://www.assets.signify.com/is/content/Signify/97398daa33e24390871baf32007fdeac |  |  |  |  | F | 265 lumen |  | 830 ¦ CCT of 3000K | 80 | 3000 K | 3.5 W | 75.00 lm/W | 50 to 60 Hz |  | 265 lumen | 15000 hour(s) | 3.5 W | 0.5 |  | 50000 |  | 0.5 s | 35 W | https://www.lighting.philips.com/link/929001217902_EU/prd/aa/en
FP-929001217961 | LEDClassic 35W GU10 WH 36D ND RF 1PFSRT4 | 929001217961 | 2021-05-25 17:27:50 | [13 empty] | 70 % | [104 empty] | ADAM-238e7edae51f4233aebcadad0169a17a | https://www.assets.signify.com/is/content/Signify/c554b07ef9ac47a0ad9fadad0169a3ee | [14 empty] | F |  |  |  | 80 | [6 empty] | 15000 hour(s) |  |  | 15000 hour(s) | 50000 |  | instant full light s |  | https://www.lighting.philips.com/link/929001217961_EU/prd/aa/en
FP-929001218002 | Corepro LEDspot 3.5-35W GU10 840 36D | 929001218002 | 2016-12-13 00:00:00 |  |  |  | 36 degree(s) | PAR16 ¦ PAR 2 inch/50mm | GU10 ¦ GU10 | 4000 K | Cool White (CW) | 32 mA | <lt/>6 | 50 mm | No | 4 kWh | 70 % | 275 lumen | 590 cd | 54 mm | 0.5 s | Yes | [11 empty] | Yes | [63 empty] | ADAM-20170622115517846 | https://www.assets.signify.com/is/image/PhilipsLighting/1bdc6620fc604ecab954a79a00a30b94 | ADAM-20170705234840053 | https://www.assets.signify.com/is/content/PhilipsLighting/fp929001218002-pss-global | ADAM-20160303143655912 | https://www.assets.signify.com/is/image/PhilipsLighting/71b7c56fd7c243b49af2a5be00ded0c6 | [8 empty] | ADAM-20170627094344452 | https://www.docs.signify.com/assets/ies/ledspot_35w_gu10_840_36d_cla-ies.ies | [8 empty] | ADAM-7d55f2a6b3cd436d88e4adad0169e06d | https://www.assets.signify.com/is/content/Signify/28e3c867b8614f6381d7adad0169e14e | ADAM-059afb1f47ff4694b82ea9e6001d150c | https://www.assets.signify.com/is/content/PhilipsLighting/fp929001218002-gis-global |  |  |  |  | ADAM-71ba9b53b8f74ff8b134af18008823cc | https://www.assets.signify.com/is/content/Signify/981a4831942946e8bc14af1800882a0d | ADAM-13124142235548afbeb0af32007fd494 | https://www.assets.signify.com/is/content/Signify/97398daa33e24390871baf32007fdeac |  |  |  |  | F | 275 lumen |  | 840 ¦ CCT of 4000K | 80 | 4000 K | 3.5 W | 78.00 lm/W | 50 to 60 Hz |  | 275 lumen | 15000 hour(s) | 3.5 W | 0.5 |  | 50000 |  | 0.5 s | 35 W | https://www.lighting.philips.com/link/929001218002_EU/prd/aa/en
FP-929001218055 | LEDClassic 35W GU10 CW 36D RF ND SRT4 | 929001218055 | 2020-05-14 19:19:06 | [13 empty] | 70 % | [104 empty] | ADAM-7d55f2a6b3cd436d88e4adad0169e06d | https://www.assets.signify.com/is/content/Signify/28e3c867b8614f6381d7adad0169e14e | [14 empty] | F |  |  |  | 80 | [6 empty] | 15000 hour(s) |  |  | 15000 hour(s) | 50000 |  | instant full light s |  | https://www.lighting.philips.com/link/929001218055_EU/prd/aa/en
FP-929001218102 | Corepro LEDspot 4.6-50W GU10 830 36D | 929001218102 | 2016-12-13 00:00:00 |  |  |  | 36 degree(s) | PAR16 ¦ PAR 2 inch/50mm | GU10 ¦ GU10 | 3000 K | White (WH) | 39 mA | <lt/>6 | 50 mm | No | 5 kWh | 70 % | 370 lumen | 740 cd | 54 mm | 0.5 s | Yes | [11 empty] | Yes | [63 empty] | ADAM-20170622115517846 | https://www.assets.signify.com/is/image/PhilipsLighting/1bdc6620fc604ecab954a79a00a30b94 | ADAM-20170705235025328 | https://www.assets.signify.com/is/content/PhilipsLighting/fp929001218102-pss-global | ADAM-20160303143655912 | https://www.assets.signify.com/is/image/PhilipsLighting/71b7c56fd7c243b49af2a5be00ded0c6 | [8 empty] | ADAM-20170627094343954 | https://www.docs.signify.com/assets/ies/ledspot_50w_gu10_830_36d_cla-ies.ies | [8 empty] | ADAM-ea4479418a2b49bfb79fadad016a3bdc | https://www.assets.signify.com/is/content/Signify/6a314bd98141419996a4adad016a4046 | ADAM-e9c43c1db5d248c2aefaa9e6001d71ad | https://www.assets.signify.com/is/content/PhilipsLighting/fp929001218102-gis-global |  |  |  |  | ADAM-71ba9b53b8f74ff8b134af18008823cc | https://www.assets.signify.com/is/content/Signify/981a4831942946e8bc14af1800882a0d | ADAM-13124142235548afbeb0af32007fd494 | https://www.assets.signify.com/is/content/Signify/97398daa33e24390871baf32007fdeac |  |  |  |  | F | 370 lumen |  | 830 ¦ CCT of 3000K | 80 | 3000 K | 4.6 W | 80.00 lm/W | 50 to 60 Hz |  | 370 lumen | 15000 hour(s) | 4.6 W | 0.5 |  | 50000 |  | 0.5 s | 50 W | https://www.lighting.philips.com/link/929001218102_EU/prd/aa/en
FP-929001218161 | LEDClassic 50W GU10 WH 36D ND 1PF SRT4 | 929001218161 | 2021-05-25 17:27:31 | [13 empty] | 70 % | [104 empty] | ADAM-ea4479418a2b49bfb79fadad016a3bdc | https://www.assets.signify.com/is/content/Signify/6a314bd98141419996a4adad016a4046 | [14 empty] | F |  |  |  | 80 | [6 empty] | 15000 hour(s) |  |  | 15000 hour(s) | 50000 |  | instant full light s |  | https://www.lighting.philips.com/link/929001218161_EU/prd/aa/en
FP-929001218202 | Corepro LEDspot 4.6-50W GU10 840 36D | 929001218202 | 2016-12-13 00:00:00 |  |  |  | 36 degree(s) | PAR16 ¦ PAR 2 inch/50mm | GU10 ¦ GU10 | 4000 K | Cool White (CW) | 39 mA | <lt/>6 | 50 mm | No | 5 kWh | 70 % | 390 lumen | 770 cd | 54 mm | 0.5 s | Yes | [11 empty] | Yes | [63 empty] | ADAM-20170622115517846 | https://www.assets.signify.com/is/image/PhilipsLighting/1bdc6620fc604ecab954a79a00a30b94 | ADAM-20170705234533059 | https://www.assets.signify.com/is/content/PhilipsLighting/fp929001218202-pss-global | ADAM-20160303143655912 | https://www.assets.signify.com/is/image/PhilipsLighting/71b7c56fd7c243b49af2a5be00ded0c6 | [8 empty] | ADAM-20170627094343542 | https://www.docs.signify.com/assets/ies/ledspot_50w_gu10_840_36d_cla-ies.ies | [8 empty] | ADAM-affb83abb6354e849568adad016b06da | https://www.assets.signify.com/is/content/Signify/687e4232638b488b9895adad016b0873 | ADAM-2148f11ce39e4399bcd8a9e6001e5c07 | https://www.assets.signify.com/is/content/PhilipsLighting/fp929001218202-gis-global |  |  |  |  | ADAM-71ba9b53b8f74ff8b134af18008823cc | https://www.assets.signify.com/is/content/Signify/981a4831942946e8bc14af1800882a0d | ADAM-13124142235548afbeb0af32007fd494 | https://www.assets.signify.com/is/content/Signify/97398daa33e24390871baf32007fdeac |  |  |  |  | F | 390 lumen |  | 840 ¦ CCT of 4000K | 80 | 4000 K | 4.6 W | 84.00 lm/W | 50 to 60 Hz |  | 390 lumen | 15000 hour(s) | 4.6 W | 0.5 |  | 50000 |  | 0.5 s | 50 W | https://www.lighting.philips.com/link/929001218202_EU/prd/aa/en
FP-929001218261 | LEDClassic 50W GU10 CW 36D RF ND 1PFSRT4 | 929001218261 | 2021-05-25 17:28:17 | [13 empty] | 70 % | [104 empty] | ADAM-affb83abb6354e849568adad016b06da | https://www.assets.signify.com/is/content/Signify/687e4232638b488b9895adad016b0873 | [14 empty] | F |  |  |  | 80 | [6 empty] | 15000 hour(s) |  |  | 15000 hour(s) | 50000 |  | instant full light s |  | https://www.lighting.philips.com/link/929001218261_EU/prd/aa/en
FP-929001218302 | Corepro LEDspot 4.6-50W GU10 865 36D | 929001218302 | 2016-12-13 00:00:00 |  |  |  | 36 degree(s) | PAR16 ¦ PAR 2 inch/50mm | GU10 ¦ GU10 | 6500 K | Cool Daylight | 39 mA | <lt/>6 | 50 mm | No | 5 kWh | 70 % | 390 lumen | 770 cd | 54 mm | 0.5 s | Yes | [75 empty] | ADAM-20170622115517846 | https://www.assets.signify.com/is/image/PhilipsLighting/1bdc6620fc604ecab954a79a00a30b94 | ADAM-20170706000328627 | https://www.assets.signify.com/is/content/PhilipsLighting/fp929001218302-pss-global | ADAM-20160303143655912 | https://www.assets.signify.com/is/image/PhilipsLighting/71b7c56fd7c243b49af2a5be00ded0c6 | [8 empty] | ADAM-20170627094343168 | https://www.docs.signify.com/assets/ies/ledspot_50w_gu10_865_36d-ies.ies | [8 empty] | ADAM-00065113df284d49a7e4adad016c47c6 | https://www.assets.signify.com/is/content/Signify/8cdea78f433c4f32a603adad016c4c86 | ADAM-d06f43e903db41589ab9a9e6001e1d21 | https://www.assets.signify.com/is/content/PhilipsLighting/fp929001218302-gis-global |  |  |  |  | ADAM-71ba9b53b8f74ff8b134af18008823cc | https://www.assets.signify.com/is/content/Signify/981a4831942946e8bc14af1800882a0d | ADAM-13124142235548afbeb0af32007fd494 | https://www.assets.signify.com/is/content/Signify/97398daa33e24390871baf32007fdeac |  |  |  |  | F | 390 lumen |  | 865 ¦ CCT of 6500K | 80 | 6500 K | 4.6 W | 84.00 lm/W | 50 to 60 Hz |  | 390 lumen | 15000 hour(s) | 4.6 W | 0.5 |  | 50000 |  | 0.5 s | 50 W | https://www.lighting.philips.com/link/929001218302_EU/prd/aa/en
FP-929001234204 | LED 40W A60 E27 WW FR ND 1PF/10 | 929001234204 | 2020-08-06 16:08:34 | [13 empty] | 70 % | [104 empty] | ADAM-48f38c7ba0334ad78558adad00bafdad | https://www.assets.signify.com/is/content/Signify/be86f4afe64042e48df4adad00baff4a | [14 empty] | F |  |  |  | 80 | [6 empty] | 15000 hour(s) |  |  | 15000 hour(s) | 50000 |  | instant full light s |  | https://www.lighting.philips.com/link/929001234204_EU/prd/aa/en
FP-929001234302 | CorePro LEDbulb ND 8-60W A60 E27 827 | 929001234302 | 2015-11-26 00:00:00 |  |  |  | 200 degree(s) | A60 ¦ A 60mm | E27 ¦ E27 | 2700 K | Warm White (WW) | 75 mA | <lt/>6 | 60 mm | No | 8 kWh | 70 % |  |  | 110 mm | 0.5 s | [12 empty] | Yes | [63 empty] | ADAM-712038 | https://www.assets.signify.com/is/image/Signify/13510eb8f534487790fea50200199d12 | ADAM-20160825231351103 | https://www.assets.signify.com/is/content/PhilipsLighting/fp929001234302-pss-global | ADAM-672244 | https://www.assets.signify.com/is/image/PhilipsLighting/df4d6916b021409b95a1a4fa00828514 | [8 empty] | ADAM-20160810150448891 | https://www.docs.signify.com/assets/ies/ledbulb_nd_60w_a60_ies.ies | [8 empty] | ADAM-cc6db8284aa8499bb754adab012223c1 | https://www.assets.signify.com/is/content/Signify/9d7473d8dd8e41e893a6adab01222694 | ADAM-20160824221649173 | https://www.assets.signify.com/is/content/PhilipsLighting/fp929001234302-gis-global |  |  |  |  | ADAM-1ff00685e5654ac79ccbae350110fd86 | https://www.assets.signify.com/is/image/Signify/823d0ff470284d30a0a9ae350111005b | [6 empty] | F | 806 lumen |  | 827 ¦ CCT of 2700K | 80 | 2700 K | 8 W | 100 lm/W | 50 to 60 Hz |  | 806 lumen | 15000 hour(s) | 8 W | 0.5 |  | 50000 |  | 0.5 s | 60 W | https://www.lighting.philips.com/link/929001234302_EU/prd/aa/en
FP-929001234304 | LED 60W A60 E27 WW FR ND 1PF/10 | 929001234304 | 2020-08-06 16:10:49 | [13 empty] | 70 % | [104 empty] | ADAM-3a528ce69a684d288736adad016e6c2c | https://www.assets.signify.com/is/content/Signify/3d3a898e217642aba6d9adad016e6dc4 | [14 empty] | F |  |  |  | 80 | [6 empty] | 15000 hour(s) |  |  | 15000 hour(s) | 50000 |  | instant full light s |  | https://www.lighting.philips.com/link/929001234304_EU/prd/aa/en
FP-929001234402 | CorePro LEDbulb ND 11-75W A60 E27 827 | 929001234402 | 2015-11-26 00:00:00 |  |  |  | 200 degree(s) | A60 ¦ A 60mm | E27 ¦ E27 | 2700 K | Warm White (WW) | 95 mA | <lt/>6 | 60 mm | No | 11 kWh | 70 % |  |  | 110 mm | 0.5 s | [12 empty] | Yes | [63 empty] | ADAM-712036 | https://www.assets.signify.com/is/image/Signify/ac8f9e30f1bc47d78d7aa502001994a6 | ADAM-20160825213725701 | https://www.assets.signify.com/is/content/PhilipsLighting/fp929001234402-pss-global | ADAM-136610 | https://www.assets.signify.com/is/image/PhilipsLighting/13f8a6e25a9340b7a704a4ad015e1a7a | [8 empty] | ADAM-20160810150449593 | https://www.docs.signify.com/assets/ies/ledbulb_nd_75w_a60_ies.ies | [8 empty] | ADAM-3f9ec5f8b58148d882b2adab0122b661 | https://www.assets.signify.com/is/content/Signify/e04f57b3ebe342e6ad8cadab0122b7bc | ADAM-20160825010021917 | https://www.assets.signify.com/is/content/PhilipsLighting/fp929001234402-gis-global |  |  |  |  | ADAM-1ff00685e5654ac79ccbae350110fd86 | https://www.assets.signify.com/is/image/Signify/823d0ff470284d30a0a9ae350111005b | [6 empty] | F | 1055 lumen |  | 827 ¦ CCT of 2700K | 80 | 2700 K | 11 W | 95.00 lm/W | 50 to 60 Hz |  | 1055 lumen | 15000 hour(s) | 11 W | 0.5 |  | 50000 |  | 0.5 s | 75 W | https://www.lighting.philips.com/link/929001234402_EU/prd/aa/en
FP-929001234404 | LED 75W A60 E27 WW FR ND 1PF/10 | 929001234404 | 2020-08-06 16:08:24 | [13 empty] | 70 % | [104 empty] | ADAM-ecf9277d09f844a6a1adadad00bb5e21 | https://www.assets.signify.com/is/content/Signify/e3a5d9f68e91461bbeceadad00bb6070 | [14 empty] | F |  |  |  | 80 | [6 empty] | 15000 hour(s) |  |  | 15000 hour(s) | 50000 |  | instant full light s |  | https://www.lighting.philips.com/link/929001234404_EU/prd/aa/en
FP-929001234502 | CorePro LEDbulb ND 13-100W A60 E27 827 | 929001234502 | 2015-11-26 00:00:00 |  |  |  | 200 degree(s) | A60 ¦ A 60mm | E27 ¦ E27 | 2700 K | Warm White (WW) | 120 mA | <lt/>6 | 60 mm | No | 13 kWh | 70 % |  |  | 110 mm | 0.5 s | [12 empty] | Yes | [63 empty] | ADAM-712036 | https://www.assets.signify.com/is/image/Signify/ac8f9e30f1bc47d78d7aa502001994a6 | ADAM-20160825073054770 | https://www.assets.signify.com/is/content/PhilipsLighting/fp929001234502-pss-global | ADAM-136610 | https://www.assets.signify.com/is/image/PhilipsLighting/13f8a6e25a9340b7a704a4ad015e1a7a | [8 empty] | ADAM-20160810150450295 | https://www.docs.signify.com/assets/ies/ledbulb_nd_100w_a60_ies.ies | [8 empty] | ADAM-49c3cf0bed6d4185b16dadab012353d4 | https://www.assets.signify.com/is/content/Signify/9518e30734fb4065a6dbadab012356b4 | ADAM-20160825002931850 | https://www.assets.signify.com/is/content/PhilipsLighting/fp929001234502-gis-global |  |  |  |  | ADAM-1ff00685e5654ac79ccbae350110fd86 | https://www.assets.signify.com/is/image/Signify/823d0ff470284d30a0a9ae350111005b | [6 empty] | E | 1521 lumen |  | 827 ¦ CCT of 2700K | 80 | 2700 K | 13 W | 117 lm/W | 50 to 60 Hz |  | 1521 lumen | 15000 hour(s) | 13 W | 0.5 |  | 50000 |  | 0.5 s | 100 W | https://www.lighting.philips.com/link/929001234502_EU/prd/aa/en
FP-929001234504 | LED 100W A60 E27 WW FR ND 1PF/10 | 929001234504 | 2020-08-06 16:08:39 | [13 empty] | 70 % | [104 empty] | ADAM-a7866a43ab63430d885aadad00bbad6a | https://www.assets.signify.com/is/content/Signify/7eb53f11580f467bb8edadad00bbae5d | [14 empty] | E |  |  |  | 80 | [6 empty] | 15000 hour(s) |  |  | 15000 hour(s) | 50000 |  | instant full light s |  | https://www.lighting.philips.com/link/929001234504_EU/prd/aa/en
FP-929001234603 | LED 40W A60 E27 CW FR ND 1SRT4 | 929001234603 | 2021-05-31 16:26:28 | [13 empty] | 70 % | [104 empty] | ADAM-9e62467b184e4ee2bf0eadad01275f2e | https://www.assets.signify.com/is/content/Signify/36958f440f85499faafbadad012760a5 | [14 empty] | F |  |  |  | 80 | [6 empty] | 15000 hour(s) |  |  | 15000 hour(s) | 50000 |  | instant full light s |  | https://www.lighting.philips.com/link/929001234603_EU/prd/aa/en
FP-929001234702 | CorePro LEDbulb ND 7.5-60W A60 E27 840 | 929001234702 | 2015-11-26 00:00:00 |  |  |  | 200 degree(s) | A60 ¦ A 60mm | E27 ¦ E27 | 4000 K | Cool White (CW) | 75 mA | <lt/>6 | 60 mm | No | 8 kWh | 70 % |  |  | 110 mm | 0.5 s | [12 empty] | Yes | [63 empty] | ADAM-712038 | https://www.assets.signify.com/is/image/Signify/13510eb8f534487790fea50200199d12 | ADAM-20160825001405429 | https://www.assets.signify.com/is/content/PhilipsLighting/fp929001234702-pss-global | ADAM-672244 | https://www.assets.signify.com/is/image/PhilipsLighting/df4d6916b021409b95a1a4fa00828514 | [8 empty] | ADAM-20160810150505536 | https://www.docs.signify.com/assets/ies/ledbulb_nd_7_5-60w_a60_ies.ies | [8 empty] | ADAM-fb02971470754b9aa066adab012460f1 | https://www.assets.signify.com/is/content/Signify/2df3442346554b5d9693adab012462b7 | ADAM-20160825090852055 | https://www.assets.signify.com/is/content/PhilipsLighting/fp929001234702-gis-global |  |  |  |  | ADAM-1ff00685e5654ac79ccbae350110fd86 | https://www.assets.signify.com/is/image/Signify/823d0ff470284d30a0a9ae350111005b | [6 empty] | F | 806 lumen |  | 840 ¦ CCT of 4000K | 80 | 4000 K | 7.5 W | 107 lm/W | 50 to 60 Hz |  | 806 lumen | 15000 hour(s) | 7.5 W | 0.5 |  | 50000 |  | 0.5 s | 60 W | https://www.lighting.philips.com/link/929001234702_EU/prd/aa/en
FP-929001234704 | LED 60W A60 E27 CW FR ND 1PF/10 | 929001234704 | 2020-08-06 16:10:54 | [13 empty] | 70 % | [104 empty] | ADAM-e566f987575941bab73cadad016efed0 | https://www.assets.signify.com/is/content/Signify/8919152ad4fe41e48dd4adad016f004c | [14 empty] | F |  |  |  | 80 | [6 empty] | 15000 hour(s) |  |  | 15000 hour(s) | 50000 |  | instant full light s |  | https://www.lighting.philips.com/link/929001234704_EU/prd/aa/en
FP-929001234802 | CorePro LEDbulb ND 10-75W A60 E27 840 | 929001234802 | 2015-11-26 00:00:00 |  |  |  | 200 degree(s) | A60 ¦ A 60mm | E27 ¦ E27 | 4000 K | Cool White (CW) | 95 mA | <lt/>6 | 60 mm | No | 10 kWh | 70 % |  |  | 110 mm | 0.5 s | [12 empty] | Yes | [63 empty] | ADAM-712036 | https://www.assets.signify.com/is/image/Signify/ac8f9e30f1bc47d78d7aa502001994a6 | ADAM-20160825062732114 | https://www.assets.signify.com/is/content/PhilipsLighting/fp929001234802-pss-global | ADAM-136610 | https://www.assets.signify.com/is/image/PhilipsLighting/13f8a6e25a9340b7a704a4ad015e1a7a | [8 empty] | ADAM-20160810150504491 | https://www.docs.signify.com/assets/ies/ledbulb_nd_10-75w_a60_ies.ies | [8 empty] | ADAM-e77df25f75d843b2a95aadab0124e56b | https://www.assets.signify.com/is/content/Signify/0548d3fa4904450e8101adab0124e784 | ADAM-20160825060634396 | https://www.assets.signify.com/is/content/PhilipsLighting/fp929001234802-gis-global |  |  |  |  | ADAM-1ff00685e5654ac79ccbae350110fd86 | https://www.assets.signify.com/is/image/Signify/823d0ff470284d30a0a9ae350111005b | [6 empty] | F | 1055 lumen |  | 840 ¦ CCT of 4000K | 80 | 4000 K | 10 W | 105.00 lm/W | 50 to 60 Hz |  | 1055 lumen | 15000 hour(s) | 10 W | 0.5 |  | 50000 |  | 0.5 s | 75 W | https://www.lighting.philips.com/link/929001234802_EU/prd/aa/en
FP-929001234803 | LED 75W A60 E27 CW FR ND 1SRT4 | 929001234803 | 2021-05-31 16:26:39 | [13 empty] | 70 % | [104 empty] | ADAM-98806938ccb140be9c3fadad00bbf838 | https://www.assets.signify.com/is/content/Signify/f0b0d3f5a7d141bc9de2adad00bbfb3f | [14 empty] | F |  |  |  | 80 | [6 empty] | 15000 hour(s) |  |  | 15000 hour(s) | 50000 |  | instant full light s |  | https://www.lighting.philips.com/link/929001234803_EU/prd/aa/en
FP-929001235002 | CorePro LEDbulb ND 13-100W A60 E27 830 | 929001235002 | 2015-11-26 00:00:00 |  |  |  | 200 degree(s) | A60 ¦ A 60mm | E27 ¦ E27 | 3000 K | White (WH) | 120 mA | <lt/>6 | 60 mm | No | 13 kWh | 70 % |  |  | 110 mm | 0.5 s | [12 empty] | Yes | [63 empty] | ADAM-712036 | https://www.assets.signify.com/is/image/Signify/ac8f9e30f1bc47d78d7aa502001994a6 | ADAM-20160825051114981 | https://www.assets.signify.com/is/content/PhilipsLighting/fp929001235002-pss-global | ADAM-136610 | https://www.assets.signify.com/is/image/PhilipsLighting/13f8a6e25a9340b7a704a4ad015e1a7a | [8 empty] | ADAM-20160810150507283 | https://www.docs.signify.com/assets/ies/ledbulb_nd_13-100w_a60_830_ies.ies | [8 empty] | ADAM-828f4f646c2a4dc19eb7adab01254f23 | https://www.assets.signify.com/is/content/Signify/fea8d48d9f9e469b8d0eadab012551c9 | ADAM-20160825231924850 | https://www.assets.signify.com/is/content/PhilipsLighting/fp929001235002-gis-global |  |  |  |  | ADAM-1ff00685e5654ac79ccbae350110fd86 | https://www.assets.signify.com/is/image/Signify/823d0ff470284d30a0a9ae350111005b | [6 empty] | E | 1521 lumen |  | 830 ¦ CCT of 3000K | 80 | 3000 K | 13 W | 117 lm/W | 50 to 60 Hz |  | 1521 lumen | 15000 hour(s) | 13 W | 0.5 |  | 50000 |  | 0.5 s | 100 W | https://www.lighting.philips.com/link/929001235002_EU/prd/aa/en
FP-929001237392 | CorePro LEDBulbND 4-40W E27 ST64 827 CLG | 929001237392 | 2020-12-15 00:00:00 |  |  |  |  | ST64 | E27 ¦ E27 | 2700 K | Warm White (WW) | 33 mA | <lt/>6 | 64 mm | No | 4 kWh | 70 % |  |  | 140 mm | 0.5 s | No | [11 empty] | Yes | [63 empty] | ADAM-20160712124647282 | https://www.assets.signify.com/is/image/Signify/c1323c07ec3149a595d7a64100b12e7f | ADAM-a0486df96ebb42208e4dad780064db1a | https://www.assets.signify.com/is/content/Signify/fp929001237392-pss-global | ADAM-712056 | https://www.assets.signify.com/is/image/PhilipsLighting/a453254a1eb147c0aa64a5020019d607 | [8 empty] | ADAM-20160810150509514 | https://www.docs.signify.com/assets/ies/ledbulb_nd_4-40w_st64_827_ies.ies | [8 empty] | ADAM-4cfc59e4a6cc4df89da9adab0159d5ba | https://www.assets.signify.com/is/content/Signify/db100a14dec74bf087b8adab0159d7b2 | ADAM-da036fa81c224e55b575ad7f00e3e3f5 | https://www.assets.signify.com/is/content/Signify/fp929001237392-gis-global | [12 empty] | E | 470 lumen |  | 827 ¦ CCT of 2700K | 80 | 2700 K | 4 W | 117.00 lm/W | 50 to 60 Hz |  | 470 lumen | 15000 hour(s) | 4 W | 0.4 |  | 20000 |  | 0.5 s | 40 W | https://www.lighting.philips.com/link/929001237392_EU/prd/aa/en
FP-929001238331 | PILA LED CLA 25W B35 E14 WW CL ND 1CT/10 | 929001238331 | 2018-03-01 00:00:00 |  |  |  | 300 degree(s) | B35 ¦ B 35mm | E14 ¦ E14 | 2700 K | Warm White (WW) | 20 mA | <lt/>6 | 35 mm | No | 2 kWh | 70 % |  |  | 97 mm | 0.4 s | No | [75 empty] | ADAM-2fd04c5806c240b8b197aceb011b0a6e | https://www.assets.signify.com/is/image/Signify/b5609352831d43b9bb3aaceb011b0c26 | ADAM-498c41dd6ea2468a8bcdad730092e654 | https://www.assets.signify.com/is/content/Signify/fp929001238331-pss-global | ADAM-712057 | https://www.assets.signify.com/is/image/PhilipsLighting/201acbcaceb54170bb1fa5020019d893 | [8 empty] | ADAM-20160810150555815 | https://www.docs.signify.com/assets/ies/ledcandle_nd_2-25w_b35_827_cl_ies.ies | [8 empty] | ADAM-b3604ea00b9849c1bba9adad00e2468a | https://www.assets.signify.com/is/content/Signify/efdc1ea9509749ba99fdadad00e248d4 | ADAM-c430f62ef882480a819cad7300903e97 | https://www.assets.signify.com/is/content/Signify/fp929001238331-gis-global | [12 empty] | E | 250 lumen |  | 827 ¦ CCT of 2700K | 80 | 2700 K | 2 W | 125.00 lm/W | 50 to 60 Hz |  | 250 lumen | 15000 hour(s) | 2 W | 0.52 |  | 20000 |  | 0.4 s | 25 W | https://www.lighting.philips.com/link/929001238331_EU/prd/aa/en
FP-929001238392 | CorePro LEDCandleND 2-25W E14B35 827CL G | 929001238392 | 2021-02-10 00:00:00 |  |  |  |  | B35 ¦ B 35mm | E14 ¦ E14 | 2700 K | Warm White (WW) | 20 mA | <lt/>6 | 35 mm | No | 2 kWh | 70 % |  |  | 97 mm | 0.5 s | No | [11 empty] | Yes | [63 empty] | ADAM-2fd04c5806c240b8b197aceb011b0a6e | https://www.assets.signify.com/is/image/Signify/b5609352831d43b9bb3aaceb011b0c26 | ADAM-fd7e10ad06e3428ebff8ad78006801b7 | https://www.assets.signify.com/is/content/Signify/fp929001238392-pss-global | ADAM-712057 | https://www.assets.signify.com/is/image/PhilipsLighting/201acbcaceb54170bb1fa5020019d893 | [8 empty] | ADAM-20160810150555815 | https://www.docs.signify.com/assets/ies/ledcandle_nd_2-25w_b35_827_cl_ies.ies | [8 empty] | ADAM-6f8ece58045c4493a2d8adad00e07109 | https://www.assets.signify.com/is/content/Signify/90f8497e398442fa97e5adad00e074e6 | ADAM-0b7d2579698240449ea8ad7f00e341dd | https://www.assets.signify.com/is/content/Signify/fp929001238392-gis-global | [12 empty] | E | 250 lumen |  | 827 ¦ CCT of 2700K | 80 | 2700 K | 2 W | 125.00 lm/W | 50 to 60 Hz |  | 250 lumen | 15000 hour(s) | 2 W | 0.4 |  | 20000 |  | 0.5 s | 25 W | https://www.lighting.philips.com/link/929001238392_EU/prd/aa/en
FP-929001238395 | LED classic 25W B35 E14 WW CL ND RFSRT4 | 929001238395 | 2020-05-14 19:19:13 | [13 empty] | 70 % | [104 empty] | ADAM-6f8ece58045c4493a2d8adad00e07109 | https://www.assets.signify.com/is/content/Signify/90f8497e398442fa97e5adad00e074e6 | [14 empty] | E |  |  |  | 80 | [6 empty] | 15000 hour(s) |  |  | 15000 hour(s) | 20000 |  | instant full light s |  | https://www.lighting.philips.com/link/929001238395_EU/prd/aa/en
FP-929001238455 | LED classic 25W BA35 E14 WW CL ND RFSRT4 | 929001238455 | 2020-05-14 19:19:10 | [13 empty] | 70 % | [104 empty] | ADAM-8ec0e607db554719aaa5adad00d73f49 | https://www.assets.signify.com/is/content/Signify/57ba958b1be54f0495eaadad00d74088 | [14 empty] | E |  |  |  | 80 | [6 empty] | 15000 hour(s) |  |  | 15000 hour(s) | 20000 |  | instant full light s |  | https://www.lighting.philips.com/link/929001238455_EU/prd/aa/en
FP-929001238492 | CorePro LEDCandleND2-25W E14BA35 827CL G | 929001238492 | 2021-02-10 00:00:00 |  |  |  |  | BA35 | E14 ¦ E14 | 2700 K | Warm White (WW) | 20 mA | <lt/>6 | 35 mm | No | 2 kWh | 70 % |  |  | 123 mm | 0.5 s | No | [11 empty] | Yes | [63 empty] | ADAM-712045 | https://www.assets.signify.com/is/image/PhilipsLighting/7bdc50fbfad745d084e9a5020019ade9 | ADAM-0e4cc620b5f3401ea7ebad780066fb86 | https://www.assets.signify.com/is/content/Signify/fp929001238492-pss-global | ADAM-712058 | https://www.assets.signify.com/is/image/PhilipsLighting/1cdf45146c1744f48fd6a5020019db8b | [8 empty] | ADAM-20160810150556580 | https://www.docs.signify.com/assets/ies/ledcandle_nd_2-25w_ba35_827_cl_ies.ies | [8 empty] | ADAM-8ec0e607db554719aaa5adad00d73f49 | https://www.assets.signify.com/is/content/Signify/57ba958b1be54f0495eaadad00d74088 | ADAM-7782865343c14321aed2ad7f00e50739 | https://www.assets.signify.com/is/content/Signify/fp929001238492-gis-global | [12 empty] | E | 250 lumen |  | 827 ¦ CCT of 2700K | 80 | 2700 K | 2 W | 125.00 lm/W | 50 to 60 Hz |  | 250 lumen | 15000 hour(s) | 2 W | 0.4 |  | 20000 |  | 0.5 s | 25 W | https://www.lighting.philips.com/link/929001238492_EU/prd/aa/en
FP-929001238555 | LED classic 25W ST35 E14 WW CL ND RFSRT4 | 929001238555 | 2020-05-14 19:22:21 | [13 empty] | 70 % | [104 empty] | ADAM-67f8874fa29c44d2af82adad00d79b82 | https://www.assets.signify.com/is/content/Signify/bd901fe279da464b9fa6adad00d79eee | [14 empty] | E |  |  |  | 80 | [6 empty] | 15000 hour(s) |  |  | 15000 hour(s) | 20000 |  | instant full light s |  | https://www.lighting.philips.com/link/929001238555_EU/prd/aa/en
FP-929001238592 | CorePro LEDCandleND2-25W ST35 E14 827CLG | 929001238592 | 2020-12-16 00:00:00 |  |  |  |  | ST35 | E14 ¦ E14 | 2700 K | Warm White (WW) | 20 mA | <lt/>6 | 35 mm | No | 2 kWh | 70 % |  |  | 97 mm | 0.5 s | No | [11 empty] | Yes | [63 empty] | ADAM-712046 | https://www.assets.signify.com/is/image/PhilipsLighting/21fc18e54e974affa20ca5020019b44d | ADAM-5969ed7031944baa8630ad7800664efb | https://www.assets.signify.com/is/content/Signify/fp929001238592-pss-global | ADAM-712059 | https://www.assets.signify.com/is/image/PhilipsLighting/1e7142dca8b44b95917fa5020019de61 | [8 empty] | ADAM-20160810150557469 | https://www.docs.signify.com/assets/ies/ledcandle_nd_2-25w_st35_827_cl_ies.ies | [8 empty] | ADAM-67f8874fa29c44d2af82adad00d79b82 | https://www.assets.signify.com/is/content/Signify/bd901fe279da464b9fa6adad00d79eee | ADAM-0a81855760334833a378ad7f00e5c839 | https://www.assets.signify.com/is/content/Signify/fp929001238592-gis-global | [12 empty] | E | 250 lumen |  | 827 ¦ CCT of 2700K | 80 | 2700 K | 2 W | 125.00 lm/W | 50 to 60 Hz |  | 250 lumen | 15000 hour(s) | 2 W | 0.4 |  | 20000 |  | 0.5 s | 25 W | https://www.lighting.philips.com/link/929001238592_EU/prd/aa/en
FP-929001238631 | PILA LED CLA 25W P45 E14 WW CL ND 1CT/10 | 929001238631 | 2018-03-01 00:00:00 |  |  |  | 300 degree(s) | P45 ¦ P 45mm | E14 ¦ E14 | 2700 K | Warm White (WW) | 20 mA | <lt/>6 | 45 mm | No | 2 kWh | 70 % |  |  | 80 mm | 0.4 s | [76 empty] | ADAM-2bf9d963eab34bd58377aceb011b0f78 | https://www.assets.signify.com/is/image/Signify/0fc8087c081843dd85beaceb011b11d3 | ADAM-4f460f3f86714008b226ad730092beec | https://www.assets.signify.com/is/content/Signify/fp929001238631-pss-global | ADAM-721389 | https://www.assets.signify.com/is/image/PhilipsLighting/b9ee1002846e4881ab48a5070134be1a | [8 empty] | ADAM-20160810150559887 | https://www.docs.signify.com/assets/ies/ledluster_nd_2-25w_p45_827_cl_ies.ies | [8 empty] | ADAM-1f536211fe634191a03eadad00e2c092 | https://www.assets.signify.com/is/content/Signify/de69920d369944c699ceadad00e2c3b8 | ADAM-88eb7812cba34b6dbf55ad730090313c | https://www.assets.signify.com/is/content/Signify/fp929001238631-gis-global | [12 empty] | E | 250 lumen |  | 827 ¦ CCT of 2700K | 80 | 2700 K | 2 W | 125.00 lm/W | 50 to 60 Hz |  | 250 lumen | 15000 hour(s) | 2 W | 0.5 |  | 20000 |  | 0.4 s | 25 W | https://www.lighting.philips.com/link/929001238631_EU/prd/aa/en
FP-929001238692 | CorePro LEDLusterND2-25W P45 E14 827 CLG | 929001238692 | 2020-12-16 00:00:00 |  |  |  |  | P45 ¦ P 45mm | E14 ¦ E14 | 2700 K | Warm White (WW) | 20 mA | <lt/>6 | 45 mm | No | 2 kWh | 70 % |  |  | 80 mm | 0.5 s | [12 empty] | Yes | [63 empty] | ADAM-2bf9d963eab34bd58377aceb011b0f78 | https://www.assets.signify.com/is/image/Signify/0fc8087c081843dd85beaceb011b11d3 | ADAM-a9d7d0ac427d469793fead780063dbb5 | https://www.assets.signify.com/is/content/Signify/fp929001238692-pss-global | ADAM-721389 | https://www.assets.signify.com/is/image/PhilipsLighting/b9ee1002846e4881ab48a5070134be1a | [8 empty] | ADAM-20160810150559887 | https://www.docs.signify.com/assets/ies/ledluster_nd_2-25w_p45_827_cl_ies.ies | [8 empty] | ADAM-6693c92d895c403fa2a6adad00e0e26c | https://www.assets.signify.com/is/content/Signify/3d5f6b3e8a2640afb988adad00e0e717 | ADAM-edbd3ae4d4b446839bd8ad7f00e54a47 | https://www.assets.signify.com/is/content/Signify/fp929001238692-gis-global | [12 empty] | E | 250 lumen |  | 827 ¦ CCT of 2700K | 80 | 2700 K | 2 W | 125.00 lm/W | 50 to 60 Hz |  | 250 lumen | 15000 hour(s) | 2 W | 0.4 |  | 20000 |  | 0.5 s | 25 W | https://www.lighting.philips.com/link/929001238692_EU/prd/aa/en
FP-929001238695 | LED classic 25W P45 E14 WW CL ND RFSRT4 | 929001238695 | 2020-05-14 19:20:34 | [13 empty] | 70 % | [104 empty] | ADAM-6693c92d895c403fa2a6adad00e0e26c | https://www.assets.signify.com/is/content/Signify/3d5f6b3e8a2640afb988adad00e0e717 | [14 empty] | E |  |  |  | 80 | [6 empty] | 15000 hour(s) |  |  | 15000 hour(s) | 20000 |  | instant full light s |  | https://www.lighting.philips.com/link/929001238695_EU/prd/aa/en
FP-929001238755 | LED classic 25W P45 E27 WW CL ND RFSRT4 | 929001238755 | 2020-05-14 19:22:12 | [13 empty] | 70 % | [104 empty] | ADAM-0b19efee1833416e9538adad00d80678 | https://www.assets.signify.com/is/content/Signify/add1b97ce102409bb281adad00d807c0 | [14 empty] | E |  |  |  | 80 | [6 empty] | 15000 hour(s) |  |  | 15000 hour(s) | 20000 |  | instant full light s |  | https://www.lighting.philips.com/link/929001238755_EU/prd/aa/en
FP-929001238792 | CorePro LEDLusterND2-25W P45 E27 827 CLG | 929001238792 | 2020-12-16 00:00:00 |  |  |  |  | P45 ¦ P 45mm | E27 ¦ E27 | 2700 K | Warm White (WW) | 20 mA | <lt/>6 | 45 mm | No | 2 kWh | 70 % |  |  | 78 mm | 0.5 s | [12 empty] | Yes | [63 empty] | ADAM-20160712124654193 | https://www.assets.signify.com/is/image/Signify/411518bcea924a3d9421a64100b146d4 | ADAM-747216d9607145feb462ad780066303f | https://www.assets.signify.com/is/content/Signify/fp929001238792-pss-global | ADAM-20160715150548453 | https://www.assets.signify.com/is/image/PhilipsLighting/9108553ab3e84272afdea64400d76332 | [8 empty] | ADAM-20160810150559887 | https://www.docs.signify.com/assets/ies/ledluster_nd_2-25w_p45_827_cl_ies.ies | [8 empty] | ADAM-0b19efee1833416e9538adad00d80678 | https://www.assets.signify.com/is/content/Signify/add1b97ce102409bb281adad00d807c0 | ADAM-a081afe3b61d40b7b0a3ad7f00e6cb8f | https://www.assets.signify.com/is/content/Signify/fp929001238792-gis-global | [12 empty] | E | 250 lumen |  | 827 ¦ CCT of 2700K | 80 | 2700 K | 2 W | 125.00 lm/W | 50 to 60 Hz |  | 250 lumen | 15000 hour(s) | 2 W | 0.4 |  | 20000 |  | 0.5 s | 25 W | https://www.lighting.philips.com/link/929001238792_EU/prd/aa/en
FP-929001243082 | LED classic 60W A60 E27 WW FR ND 1CT/10 | 929001243082 | 2016-12-22 00:00:00 |  |  |  |  | A60 ¦ A 60mm | E27 ¦ E27 | 2700 K | Warm White (WW) | 60 mA | <lt/>6 | 60 mm | No | 7 kWh | 70 % |  |  | 110 mm | 0.5 s | [76 empty] | ADAM-20160422094949176 | https://www.assets.signify.com/is/image/Signify/4383e927819a427bbef3a5f00080a8e7 | ADAM-20170930211612299 | https://www.assets.signify.com/is/content/PhilipsLighting/fp929001243082-pss-global | ADAM-20160425094540630 | https://www.assets.signify.com/is/image/PhilipsLighting/927c5468df714da28855a5f3007f90c8 | [8 empty] | ADAM-20160425103241737 | https://www.docs.signify.com/assets/ies/ledclassic_60w_a60_e27_2700k_806lm_fr_ies.ies | [8 empty] | ADAM-bcb1dfd6decf4f41964badad00e14216 | https://www.assets.signify.com/is/content/Signify/5e6b1e56ad294429a203adad00e143e6 | ADAM-7aa87dd5e920426d9e33a9e6001eaa1a | https://www.assets.signify.com/is/content/PhilipsLighting/fp929001243082-gis-global | [12 empty] | E | 806 lumen |  | 827 ¦ CCT of 2700K | 80 | 2700 K | 7 W | 115.00 lm/W | 50 Hz |  | 806 lumen | 15000 hour(s) | 7 W | 0.5 | 15000 hour(s) | 30000 |  | 0.5 s |  | https://www.lighting.philips.com/link/929001243082_EU/prd/aa/en
FP-929001243702 | CorePro R7S 118mm 14-100W 830 D | 929001243702 | 2015-11-26 00:00:00 |  |  |  |  | Linear | R7S ¦ R7s | 3000 K | White (WH) | 74 mA | <lt/>6 | 29 mm | Only with specific dimmers | 14 kWh | 70 % |  |  | 118 mm | 0.5 s | No | [11 empty] | Yes | [63 empty] | ADAM-20160712112631874 | https://www.assets.signify.com/is/image/PhilipsLighting/e6c8bff96d1f4bd7bfdba641009b5033 | ADAM-20160825051350684 | https://www.assets.signify.com/is/content/PhilipsLighting/fp929001243702-pss-global | ADAM-733343 | https://www.assets.signify.com/is/image/PhilipsLighting/711a0de159c14788b7c2a545016124bb | [8 empty] | ADAM-20160815145144364 | https://www.docs.signify.com/assets/ies/corepro_r7s_14-100w_830_ies.ies | [8 empty] | ADAM-571e2fe0ed5540288f5cadad00251de7 | https://www.assets.signify.com/is/content/Signify/1963b282950942f4be37adad00251f0a | ADAM-20160824201750333 | https://www.assets.signify.com/is/content/PhilipsLighting/fp929001243702-gis-global |  |  |  |  | ADAM-c6d5fd0677f446dba50cae24010973ee | https://www.assets.signify.com/is/image/Signify/06066fb44949455fa911ae2401097896 | [6 empty] | E | 1600 lumen |  | 830 ¦ CCT of 3000K | 80 | 3000 K | 14 W | 114.29 lm/W | 50 to 60 Hz |  | 1600 lumen | 15000 hour(s) | 14 W | 0.8 |  | 50000 |  | 0.5 s | 100 W | https://www.lighting.philips.com/link/929001243702_EU/prd/aa/en
FP-929001243802 | CorePro R7S 118mm 14-100W 840 D | 929001243802 | 2015-11-26 00:00:00 |  |  |  |  | Linear | R7S ¦ R7s | 4000 K | Cool White (CW) | 74 mA | <lt/>6 | 29 mm | Only with specific dimmers | 14 kWh | 70 % |  |  | 118 mm | 0.5 s | No | [11 empty] | Yes | [63 empty] | ADAM-20160712112743369 | https://www.assets.signify.com/is/image/PhilipsLighting/3a473d532ce34c28b051a641009b5a12 | ADAM-20160825091850018 | https://www.assets.signify.com/is/content/PhilipsLighting/fp929001243802-pss-global | ADAM-733343 | https://www.assets.signify.com/is/image/PhilipsLighting/711a0de159c14788b7c2a545016124bb | [8 empty] | ADAM-20160815145146236 | https://www.docs.signify.com/assets/ies/corepro_r7s_14-100w_840_ies.ies | [8 empty] | ADAM-b012504507db4ce8b727adad00255b6d | https://www.assets.signify.com/is/content/Signify/5effb1b9f29b425984b4adad00255c57 | ADAM-20160825065145145 | https://www.assets.signify.com/is/content/PhilipsLighting/fp929001243802-gis-global |  |  |  |  | ADAM-c6d5fd0677f446dba50cae24010973ee | https://www.assets.signify.com/is/image/Signify/06066fb44949455fa911ae2401097896 | [6 empty] | E | 1800 lumen |  | 840 ¦ CCT of 4000K | 80 | 4000 K | 14 W | 128.57 lm/W | 50 to 60 Hz |  | 1800 lumen | 15000 hour(s) | 14 W | 0.8 |  | 50000 |  | 0.5 s | 100 W | https://www.lighting.philips.com/link/929001243802_EU/prd/aa/en
FP-929001264503 | LED 500lm GX53 WW ND SRT4 | 929001264503 | 2020-05-14 19:20:51 | [13 empty] | 70 % | [104 empty] | ADAM-8af7964cd52046b9b9f0adab00c87870 | https://www.assets.signify.com/is/content/Signify/06f4981ef0ee4e3d8e19adab00c87a17 | [14 empty] | F |  |  |  | 80 | [6 empty] | 15000 hour(s) |  |  | 15000 hour(s) | 50000 |  | instant full light s |  | https://www.lighting.philips.com/link/929001264503_EU/prd/aa/en
FP-929001298402 | MAS LEDtube 900mm HO 12W 840 T8 | 929001298402 | 2016-07-26 00:00:00 |  |  |  | 160 degree(s) | Tube, double-ended | G13 ROT (Rotating) ¦ Medium Bi-Pin Fluorescent | 4000 K | Cool White (CW) |  | <lt/>6 | 28 mm | No | 12 kWh | 70 % |  |  | 909 mm | 0.5 s |  |  | -20 °C to 45 °C | [9 empty] | Yes | [63 empty] | ADAM-20160307084043317 | https://www.assets.signify.com/is/image/PhilipsLighting/5f3280ed28424f778837a5c2007e30d5 | ADAM-20170102144734280 | https://www.assets.signify.com/is/content/PhilipsLighting/fp929001298402-pss-global | ADAM-124886 | https://www.assets.signify.com/is/image/PhilipsLighting/e695b58cb4064cb7a8b7a4ad01802911 |  |  | ADAM-269f582b68ed405d8c7eadc501500b44 | https://www.assets.signify.com/is/content/Signify/123bbd0a42c8464dbff3adc5015011a9 |  |  |  |  | ADAM-20161228085025280 | https://www.docs.signify.com/assets/ies/ledtube_900mm_ho_12w840_t8-ies.ies | [8 empty] | ADAM-25b7abcf1487418f8ab8aeb30090cb13 | https://www.assets.signify.com/is/content/Signify/c2528314fa324354a74baeb30090ce0b | ADAM-470d0d0be5984be3aefda9e6001d3fed | https://www.assets.signify.com/is/content/PhilipsLighting/fp929001298402-gis-global |  |  |  |  | ADAM-2ece555efbbf4aefbb3caf18008818e3 | https://www.assets.signify.com/is/content/Signify/e2eb215900ac42b5a6fbaf180088204b | ADAM-dd5b1cb345fa4da8bcdcaf32007fbb42;ADAM-fb489b9de7894bf9bca0afdc006fe424;ADAM-51b7379269e54f909965afdc006fee1f | https://www.assets.signify.com/is/content/Signify/31ac9375c9ba48fe9dadaf32007fc97e;https://www.assets.signify.com/is/content/Signify/af9b2867d9e9416cb8bfafdc006fe413;https://www.assets.signify.com/is/content/Signify/0bf04182e1cc4a3ca333afdc006fee18 |  |  |  |  | E | 1575 lumen |  | 840 ¦ CCT of 4000K | 80 | 4000 K | 12 W | 131 lm/W | 50 to 60 Hz |  | 1575 lumen | 75000 hour(s) | 12 W | 0.9 |  | 200000 |  | 0.5 s |  | https://www.lighting.philips.com/link/929001298402_EU/prd/aa/en
FP-929001298502 | MAS LEDtube 900mm HO 12W 865 T8 | 929001298502 | 2016-07-26 00:00:00 |  |  |  | 160 degree(s) | Tube, double-ended | G13 ROT (Rotating) ¦ Medium Bi-Pin Fluorescent | 6500 K | Cool Daylight |  | <lt/>6 | 28 mm | No | 12 kWh | 70 % |  |  | 909 mm | 0.5 s |  |  | -20 °C to 45 °C | [9 empty] | Yes | [63 empty] | ADAM-20160307084043317 | https://www.assets.signify.com/is/image/PhilipsLighting/5f3280ed28424f778837a5c2007e30d5 | ADAM-20170102152324241 | https://www.assets.signify.com/is/content/PhilipsLighting/fp929001298502-pss-global | ADAM-124886 | https://www.assets.signify.com/is/image/PhilipsLighting/e695b58cb4064cb7a8b7a4ad01802911 |  |  | ADAM-269f582b68ed405d8c7eadc501500b44 | https://www.assets.signify.com/is/content/Signify/123bbd0a42c8464dbff3adc5015011a9 |  |  |  |  | ADAM-20161228085026356 | https://www.docs.signify.com/assets/ies/ledtube_900mm_ho_12w865_t8-ies.ies | [8 empty] | ADAM-c48685d4ec2c426cb8edaeb300913e02 | https://www.assets.signify.com/is/content/Signify/d70573877bcf4b2ab923aeb300913eef | ADAM-5ac1c232ce8e40a8844ca9e6001df56b | https://www.assets.signify.com/is/content/PhilipsLighting/fp929001298502-gis-global |  |  |  |  | ADAM-2ece555efbbf4aefbb3caf18008818e3 | https://www.assets.signify.com/is/content/Signify/e2eb215900ac42b5a6fbaf180088204b | ADAM-dd5b1cb345fa4da8bcdcaf32007fbb42;ADAM-fb489b9de7894bf9bca0afdc006fe424;ADAM-51b7379269e54f909965afdc006fee1f | https://www.assets.signify.com/is/content/Signify/31ac9375c9ba48fe9dadaf32007fc97e;https://www.assets.signify.com/is/content/Signify/af9b2867d9e9416cb8bfafdc006fe413;https://www.assets.signify.com/is/content/Signify/0bf04182e1cc4a3ca333afdc006fee18 |  |  |  |  | E | 1575 lumen |  | 865 ¦ CCT of 6500K | 80 | 6500 K | 12 W | 131 lm/W | 50 to 60 Hz |  | 1575 lumen | 75000 hour(s) | 12 W | 0.9 |  | 200000 |  | 0.5 s |  | https://www.lighting.philips.com/link/929001298502_EU/prd/aa/en
FP-929001304603 | LED 40W A60 E27 CDL FR ND 1SRT4 | 929001304603 | 2021-05-31 16:26:35 | [13 empty] | 70 % | [104 empty] | ADAM-a444216137984b6f8153adad0169df08 | https://www.assets.signify.com/is/content/Signify/d508f80566b64e9db954adad0169dfd2 | [14 empty] | F |  |  |  | 80 | [6 empty] | 15000 hour(s) |  |  | 15000 hour(s) | 50000 |  | instant full light s |  | https://www.lighting.philips.com/link/929001304603_EU/prd/aa/en
FP-929001304732 | CorePro LEDbulb ND 7.5-60W A60 E27 830 | 929001304732 | 2016-10-11 00:00:00 |  |  |  | 200 degree(s) | A60 ¦ A 60mm | E27 ¦ E27 | 3000 K | White (WH) | 70 mA | <lt/>6 | 60 mm | No | 8 kWh | 70 % |  |  | 110 mm | 0.5 s | [12 empty] | Yes | [63 empty] | ADAM-712038 | https://www.assets.signify.com/is/image/Signify/13510eb8f534487790fea50200199d12 | ADAM-20170705234844019 | https://www.assets.signify.com/is/content/PhilipsLighting/fp929001304732-pss-global | ADAM-672244 | https://www.assets.signify.com/is/image/PhilipsLighting/df4d6916b021409b95a1a4fa00828514 | [8 empty] | ADAM-20170721052523828 | https://www.docs.signify.com/assets/ies/ledbulb_60w_e27_830_fr_a60-ies.ies | [8 empty] | ADAM-8160e46bc5a744fd8d66adab0126d02b | https://www.assets.signify.com/is/content/Signify/6c8bb9b6d87247fdb307adab0126d34d | ADAM-be714c698b074defb4b0a9e6001d9139 | https://www.assets.signify.com/is/content/PhilipsLighting/fp929001304732-gis-global |  |  |  |  | ADAM-1ff00685e5654ac79ccbae350110fd86 | https://www.assets.signify.com/is/image/Signify/823d0ff470284d30a0a9ae350111005b | [6 empty] | F | 806 lumen |  | 830 ¦ CCT of 3000K | 80 | 3000 K | 7.5 W | 107 lm/W | 50 to 60 Hz |  | 806 lumen | 15000 hour(s) | 7.5 W | 0.5 |  | 50000 |  | 0.5 s | 60 W | https://www.lighting.philips.com/link/929001304732_EU/prd/aa/en
FP-929001304803 | LED 60W A60 E27 CDL FR ND 1SRT4 | 929001304803 | 2021-05-31 16:26:45 | [13 empty] | 70 % | [104 empty] | ADAM-8304d5c628514a5a89b8adad01702808 | https://www.assets.signify.com/is/content/Signify/247252254e6a4f54aeadadad01702926 | [14 empty] | F |  |  |  | 80 | [6 empty] | 15000 hour(s) |  |  | 15000 hour(s) | 50000 |  | instant full light s |  | https://www.lighting.philips.com/link/929001304803_EU/prd/aa/en
FP-929001304832 | CorePro LED bulb ND 7.5-60W A60 E27 865 | 929001304832 | 2016-11-25 00:00:00 |  |  |  | 200 degree(s) | A60 ¦ A 60mm | E27 ¦ E27 | 6500 K | Cool Daylight | 70 mA | <lt/>6 | 60 mm | No | 8 kWh | 70 % |  |  | 110 mm | 0.5 s | [76 empty] | ADAM-712038 | https://www.assets.signify.com/is/image/Signify/13510eb8f534487790fea50200199d12 | ADAM-20170706000529169 | https://www.assets.signify.com/is/content/PhilipsLighting/fp929001304832-pss-global | ADAM-672244 | https://www.assets.signify.com/is/image/PhilipsLighting/df4d6916b021409b95a1a4fa00828514 | [8 empty] | ADAM-20170721052525000 | https://www.docs.signify.com/assets/ies/ledbulb_60w_e27_865_fr_a60-ies.ies | [8 empty] | ADAM-de0d4e91c0c24e23857fadab013b725f | https://www.assets.signify.com/is/content/Signify/6b4db7ca5ee04b368515adab013b7404 | ADAM-5d8f65b4257440d2a339a9e6001dd52c | https://www.assets.signify.com/is/content/PhilipsLighting/fp929001304832-gis-global |  |  |  |  | ADAM-1ff00685e5654ac79ccbae350110fd86 | https://www.assets.signify.com/is/image/Signify/823d0ff470284d30a0a9ae350111005b | [6 empty] | F | 806 lumen |  | 865 ¦ CCT of 6500K | 80 | 6500 K | 7.5 W | 107.00 lm/W | 50 to 60 Hz |  | 806 lumen | 15000 hour(s) | 7.5 W | 0.5 |  | 50000 |  | 0.5 s | 60 W | https://www.lighting.philips.com/link/929001304832_EU/prd/aa/en
FP-929001307002 | MAS LEDtube 600mm HO 8W830 T8 | 929001307002 | 2016-09-07 00:00:00 |  |  |  | 160 degree(s) | Tube, double-ended | G13 ROT (Rotating) ¦ Medium Bi-Pin Fluorescent | 3000 K | White (WH) |  | <lt/>6 | 28 mm | No | 8 kWh | 70 % |  |  | 604 mm | 0.5 s |  |  | -20 °C to 35 °C | [9 empty] | Yes | [63 empty] | ADAM-20160307084043317 | https://www.assets.signify.com/is/image/PhilipsLighting/5f3280ed28424f778837a5c2007e30d5 | ADAM-20170102135914503 | https://www.assets.signify.com/is/content/PhilipsLighting/fp929001307002-pss-global | ADAM-124886 | https://www.assets.signify.com/is/image/PhilipsLighting/e695b58cb4064cb7a8b7a4ad01802911 |  |  | ADAM-269f582b68ed405d8c7eadc501500b44 | https://www.assets.signify.com/is/content/Signify/123bbd0a42c8464dbff3adc5015011a9 |  |  |  |  | ADAM-20161228081025594 | https://www.docs.signify.com/assets/ies/ledtube_600mm_ho_8w830_t8-ies.ies | [8 empty] | ADAM-ab7fa595142144f5b80faeb3009973dd | https://www.assets.signify.com/is/content/Signify/48b291be63094307b2e1aeb3009974d7 | ADAM-ba133f19530147bbb1b1aa7d00bc7935 | https://www.assets.signify.com/is/content/PhilipsLighting/fp929001307002-gis-global |  |  |  |  | ADAM-2ece555efbbf4aefbb3caf18008818e3 | https://www.assets.signify.com/is/content/Signify/e2eb215900ac42b5a6fbaf180088204b | ADAM-dd5b1cb345fa4da8bcdcaf32007fbb42;ADAM-fb489b9de7894bf9bca0afdc006fe424;ADAM-51b7379269e54f909965afdc006fee1f | https://www.assets.signify.com/is/content/Signify/31ac9375c9ba48fe9dadaf32007fc97e;https://www.assets.signify.com/is/content/Signify/af9b2867d9e9416cb8bfafdc006fe413;https://www.assets.signify.com/is/content/Signify/0bf04182e1cc4a3ca333afdc006fee18 |  |  |  |  | E | 1000 lumen |  | 830 ¦ CCT of 3000K | 83 | 3000 K | 8 W | 125 lm/W | 50 to 60 Hz |  | 1000 lumen | 75000 hour(s) | 8 W | 0.9 |  | 200000 |  | 0.5 s |  | https://www.lighting.philips.com/link/929001307002_EU/prd/aa/en
FP-929001307102 | MAS LEDtube 600mm HO 8W840 T8 | 929001307102 | 2016-09-07 00:00:00 |  |  |  | 160 degree(s) | Tube, double-ended | G13 ROT (Rotating) ¦ Medium Bi-Pin Fluorescent | 4000 K | Cool White (CW) |  | <lt/>6 | 28 mm | No | 8 kWh | 70 % |  |  | 604 mm | 0.5 s |  |  | -20 °C to 35 °C | [9 empty] | Yes | [63 empty] | ADAM-20160307084043317 | https://www.assets.signify.com/is/image/PhilipsLighting/5f3280ed28424f778837a5c2007e30d5 | ADAM-20170102144406002 | https://www.assets.signify.com/is/content/PhilipsLighting/fp929001307102-pss-global | ADAM-124886 | https://www.assets.signify.com/is/image/PhilipsLighting/e695b58cb4064cb7a8b7a4ad01802911 |  |  | ADAM-269f582b68ed405d8c7eadc501500b44 | https://www.assets.signify.com/is/content/Signify/123bbd0a42c8464dbff3adc5015011a9 |  |  |  |  | ADAM-20161228081026672 | https://www.docs.signify.com/assets/ies/ledtube_600mm_ho_8w840_t8-ies.ies | [8 empty] | ADAM-ca05902718c24483bc04aeb30099bc37 | https://www.assets.signify.com/is/content/Signify/00d76593f72546b9ad8faeb30099bd59 | ADAM-c25506690e52448c9e42aa7d00c3bee9 | https://www.assets.signify.com/is/content/PhilipsLighting/fp929001307102-gis-global |  |  |  |  | ADAM-2ece555efbbf4aefbb3caf18008818e3 | https://www.assets.signify.com/is/content/Signify/e2eb215900ac42b5a6fbaf180088204b | ADAM-dd5b1cb345fa4da8bcdcaf32007fbb42;ADAM-fb489b9de7894bf9bca0afdc006fe424;ADAM-51b7379269e54f909965afdc006fee1f | https://www.assets.signify.com/is/content/Signify/31ac9375c9ba48fe9dadaf32007fc97e;https://www.assets.signify.com/is/content/Signify/af9b2867d9e9416cb8bfafdc006fe413;https://www.assets.signify.com/is/content/Signify/0bf04182e1cc4a3ca333afdc006fee18 |  |  |  |  | E | 1050 lumen |  | 840 ¦ CCT of 4000K | 83 | 4000 K | 8 W | 131 lm/W | 50 to 60 Hz |  | 1050 lumen | 75000 hour(s) | 8 W | 0.9 |  | 200000 |  | 0.5 s |  | https://www.lighting.philips.com/link/929001307102_EU/prd/aa/en
FP-929001307202 | MAS LEDtube 600mm HO 8W865 T8 | 929001307202 | 2016-09-07 00:00:00 |  |  |  | 160 degree(s) | Tube, double-ended | G13 ROT (Rotating) ¦ Medium Bi-Pin Fluorescent | 6500 K | Cool Daylight |  | <lt/>6 | 28 mm | No | 8 kWh | 70 % |  |  | 604 mm | 0.5 s |  |  | -20 °C to 35 °C | [9 empty] | Yes | [63 empty] | ADAM-20160307084043317 | https://www.assets.signify.com/is/image/PhilipsLighting/5f3280ed28424f778837a5c2007e30d5 | ADAM-20170102153850150 | https://www.assets.signify.com/is/content/PhilipsLighting/fp929001307202-pss-global | ADAM-124886 | https://www.assets.signify.com/is/image/PhilipsLighting/e695b58cb4064cb7a8b7a4ad01802911 |  |  | ADAM-269f582b68ed405d8c7eadc501500b44 | https://www.assets.signify.com/is/content/Signify/123bbd0a42c8464dbff3adc5015011a9 |  |  |  |  | ADAM-20161228081027698 | https://www.docs.signify.com/assets/ies/ledtube_600mm_ho_8w865_t8-ies.ies | [8 empty] | ADAM-53bf852a553043c19e85aeb30099fbdb | https://www.assets.signify.com/is/content/Signify/ffe7be4c71f740ed999caeb30099fd23 | ADAM-d20fb13d204e427e9766aa7d00bac43a | https://www.assets.signify.com/is/content/PhilipsLighting/fp929001307202-gis-global |  |  |  |  | ADAM-2ece555efbbf4aefbb3caf18008818e3 | https://www.assets.signify.com/is/content/Signify/e2eb215900ac42b5a6fbaf180088204b | ADAM-dd5b1cb345fa4da8bcdcaf32007fbb42;ADAM-fb489b9de7894bf9bca0afdc006fe424;ADAM-51b7379269e54f909965afdc006fee1f | https://www.assets.signify.com/is/content/Signify/31ac9375c9ba48fe9dadaf32007fc97e;https://www.assets.signify.com/is/content/Signify/af9b2867d9e9416cb8bfafdc006fe413;https://www.assets.signify.com/is/content/Signify/0bf04182e1cc4a3ca333afdc006fee18 |  |  |  |  | E | 1050 lumen |  | 865 ¦ CCT of 6500K | 83 | 6500 K | 8 W | 131 lm/W | 50 to 60 Hz |  | 1050 lumen | 75000 hour(s) | 8 W | 0.9 |  | 200000 |  | 0.5 s |  | https://www.lighting.philips.com/link/929001307202_EU/prd/aa/en
FP-929001312402 | CorePro LEDbulb ND 12.5-100W A60 E27 840 | 929001312402 | 2016-10-11 00:00:00 |  |  |  | 200 degree(s) | A60 ¦ A 60mm | E27 ¦ E27 | 4000 K | Cool White (CW) | 115 mA | <lt/>6 | 60 mm | No | 13 kWh | 70 % |  |  | 110 mm | 0.5 s | [12 empty] | Yes | [63 empty] | ADAM-712036 | https://www.assets.signify.com/is/image/Signify/ac8f9e30f1bc47d78d7aa502001994a6 | ADAM-20170705235511524 | https://www.assets.signify.com/is/content/PhilipsLighting/fp929001312402-pss-global | ADAM-734102 | https://www.assets.signify.com/is/image/PhilipsLighting/c657defec3194742ba30a58700d6844a | [8 empty] | ADAM-20170721052526062 | https://www.docs.signify.com/assets/ies/ledbulb_100w_e27_840_fr_a60-ies.ies | [8 empty] | ADAM-b3089f87889047b28376adab013c7db3 | https://www.assets.signify.com/is/content/Signify/5a073f2251d841b8bb36adab013c8087 | ADAM-e23a188485ab49a8ac98a9e6001d9165 | https://www.assets.signify.com/is/content/PhilipsLighting/fp929001312402-gis-global |  |  |  |  | ADAM-1ff00685e5654ac79ccbae350110fd86 | https://www.assets.signify.com/is/image/Signify/823d0ff470284d30a0a9ae350111005b | [6 empty] | E | 1521 lumen |  | 840 ¦ CCT of 4000K | 80 | 4000 K | 12.5 W | 121 lm/W | 50 to 60 Hz |  | 1521 lumen | 15000 hour(s) | 12.5 W | 0.5 |  | 50000 |  | 0.5 s | 100 W | https://www.lighting.philips.com/link/929001312402_EU/prd/aa/en
FP-929001312403 | LED 100W A60 E27 CW FR ND 1SRT4 | 929001312403 | 2021-05-31 16:26:32 | [13 empty] | 70 % | [104 empty] | ADAM-2f2d405a729448fcaa81adad00c09b63 | https://www.assets.signify.com/is/content/Signify/2387e9f546a94220b175adad00c09c31 | [14 empty] | E |  |  |  | 80 | [6 empty] | 15000 hour(s) |  |  | 15000 hour(s) | 50000 |  | instant full light s |  | https://www.lighting.philips.com/link/929001312403_EU/prd/aa/en
FP-929001312502 | CorePro LEDbulb ND 12.5-100W A60 E27 865 | 929001312502 | 2016-10-11 00:00:00 |  |  |  | 200 degree(s) | A60 ¦ A 60mm | E27 ¦ E27 | 6500 K | Cool Daylight | 115 mA | <lt/>6 | 60 mm | No | 13 kWh | 70 % |  |  | 110 mm | 0.5 s | [76 empty] | ADAM-712036 | https://www.assets.signify.com/is/image/Signify/ac8f9e30f1bc47d78d7aa502001994a6 | ADAM-20170705234632279 | https://www.assets.signify.com/is/content/PhilipsLighting/fp929001312502-pss-global | ADAM-734102 | https://www.assets.signify.com/is/image/PhilipsLighting/c657defec3194742ba30a58700d6844a | [8 empty] | ADAM-20170721052526844 | https://www.docs.signify.com/assets/ies/ledbulb_100w_e27_865_fr_a60-ies.ies | [8 empty] | ADAM-4d5081e5e8194d2e85a8adae000b473f | https://www.assets.signify.com/is/content/Signify/be835346c38448d4b925adae000b4a66 | ADAM-46c2851b44ad4796bfcaa9e6001d75da | https://www.assets.signify.com/is/content/PhilipsLighting/fp929001312502-gis-global |  |  |  |  | ADAM-1ff00685e5654ac79ccbae350110fd86 | https://www.assets.signify.com/is/image/Signify/823d0ff470284d30a0a9ae350111005b | [6 empty] | E | 1521 lumen |  | 865 ¦ CCT of 6500K | 80 | 6500 K | 12.5 W | 121.00 lm/W | 50 to 60 Hz |  | 1521 lumen | 15000 hour(s) | 12.5 W | 0.5 |  | 50000 |  | 0.5 s | 100 W | https://www.lighting.philips.com/link/929001312502_EU/prd/aa/en
FP-929001312503 | LED 100W A60 E27 CDL FR ND 1SRT4 | 929001312503 | 2021-05-31 16:26:42 | [13 empty] | 70 % | [104 empty] | ADAM-01436f117b0146af9fc0adad00bc49e3 | https://www.assets.signify.com/is/content/Signify/f196f4a3073d494d8d13adad00bc4aee | [14 empty] | E |  |  |  | 80 | [6 empty] | 15000 hour(s) |  |  | 15000 hour(s) | 50000 |  | instant full light s |  | https://www.lighting.philips.com/link/929001312503_EU/prd/aa/en
FP-929001322732 | CorePro LEDspot ND 9-60W 827 PAR38 25D | 929001322732 | 2021-03-15 00:00:00 |  |  |  | 25 degree(s) | PAR38 ¦ PAR 4.75 inch/121mm | E27 ¦ E27 | 2700 K | Warm White (WW) | 44 mA | <lt/>6 | 122 mm | No | 9 kWh | 70 % | 750 lumen | 1800 cd | 134 mm | 0.5 s | Yes | [11 empty] | Yes | [63 empty] | ADAM-20170622115521876 | https://www.assets.signify.com/is/image/PhilipsLighting/15dcf3ae9e164264a7cda79a00a32590 | ADAM-9d9233f390bd49aca732ad780068790d | https://www.assets.signify.com/is/content/Signify/fp929001322732-pss-global | ADAM-b88c55e1231f45d19a2dad5f008a3c3e | https://www.assets.signify.com/is/image/Signify/b83e0ff7d58344eb9ee5ad5f008a3ce1 | [8 empty] | ADAM-a99a97432e08492f836dad5f008a3d6d | https://www.docs.signify.com/assets/ies/ledspots_corepro_9w_par38_e27_827_25d-ies.ies | [8 empty] | ADAM-cceb9345ef854a3fa912adab0157761b | https://www.assets.signify.com/is/content/Signify/fca23e43d4f541e68930adab01577772 | ADAM-6ade7d44461f4bc2a2d4ad7f00e974ba | https://www.assets.signify.com/is/content/Signify/fp929001322732-gis-global | [12 empty] | F | 750 lumen |  | 827 ¦ CCT of 2700K | 80 | 2700 K | 9 W | 83.00 lm/W | 50 Hz |  | 750 lumen | 15000 hour(s) | 9 W | 0.9 |  | 25000 |  | 0.5 s | 60 W | https://www.lighting.philips.com/link/929001322732_EU/prd/aa/en
FP-929001325718 | LED 15W T25 E14 WW FR ND 1PF/12 | 929001325718 | 2020-06-05 09:08:11 | [13 empty] | 70 % | [104 empty] | ADAM-22bf31b468ad43129ea4adad00c0d1cb | https://www.assets.signify.com/is/content/Signify/d7ab16959ced4e7c89f6adad00c0d359 | [14 empty] | F |  |  |  | 80 | [6 empty] | 15000 hour(s) |  |  | 15000 hour(s) | 50000 |  | instant full light s |  | https://www.lighting.philips.com/link/929001325718_EU/prd/aa/en
FP-929001339002 | CorePro LEDlinear ND 7.5-60W R7S 78mm830 | 929001339002 | 2016-11-02 00:00:00 |  |  |  |  | Others | R7S ¦ R7s | 3000 K | White (WH) | 70 mA | <lt/>6 | 29 mm | No | 8 kWh | 70 % |  |  | 78 mm | 0.5 s | [12 empty] | Yes | [63 empty] | ADAM-20170628041223376 | https://www.assets.signify.com/is/image/PhilipsLighting/010602559f5545fbbf63a7a00023ecbd | ADAM-20170707230544088 | https://www.assets.signify.com/is/content/PhilipsLighting/fp929001339002-pss-global | ADAM-20170628051324362 | https://www.assets.signify.com/is/image/PhilipsLighting/77d148b387cc4991a4b3a7a00034a6d2 | [8 empty] | ADAM-20170627094321877 | https://www.docs.signify.com/assets/ies/ledspot_60w_r7s_830_linear-ies.ies | [8 empty] | ADAM-0399dcb4165745beb340adad0025a4df | https://www.assets.signify.com/is/content/Signify/b01c177d48b9490c96afadad0025a610 | ADAM-01ab4b72b5d149eaac85aa7d00c10dfa | https://www.assets.signify.com/is/content/PhilipsLighting/fp929001339002-gis-global |  |  |  |  | ADAM-c6d5fd0677f446dba50cae24010973ee | https://www.assets.signify.com/is/image/Signify/06066fb44949455fa911ae2401097896 | [6 empty] | E | 950 lumen |  | 830 ¦ CCT of 3000K | 80 | 3000 K | 7.5 W | 126.67 lm/W | 50 to 60 Hz |  | 950 lumen | 15000 hour(s) | 7.5 W | 0.5 |  | 50000 |  | 0.5 s | 60 W | https://www.lighting.philips.com/link/929001339002_EU/prd/aa/en
FP-929001339102 | CorePro LEDlinear ND 7.5-60W R7S 78mm840 | 929001339102 | 2016-11-02 00:00:00 |  |  |  |  | Others | R7S ¦ R7s | 4000 K | Cool White (CW) | 70 mA | <lt/>6 | 29 mm | No | 8 kWh | 70 % |  |  | 78 mm | 0.5 s | [12 empty] | Yes | [63 empty] | ADAM-20170628041223376 | https://www.assets.signify.com/is/image/PhilipsLighting/010602559f5545fbbf63a7a00023ecbd | ADAM-20170707231534252 | https://www.assets.signify.com/is/content/PhilipsLighting/fp929001339102-pss-global | ADAM-20170628051324362 | https://www.assets.signify.com/is/image/PhilipsLighting/77d148b387cc4991a4b3a7a00034a6d2 | [8 empty] | ADAM-20170627094321442 | https://www.docs.signify.com/assets/ies/ledspot_60w_r7s_840_linear-ies.ies | [8 empty] | ADAM-21a675bb3d5e49859ab3adad0025f30f | https://www.assets.signify.com/is/content/Signify/f73a39cfa5ab4a5c8ccfadad0025f50d | ADAM-6296df7b36c24f0e969daa7d00c221cb | https://www.assets.signify.com/is/content/PhilipsLighting/fp929001339102-gis-global |  |  |  |  | ADAM-c6d5fd0677f446dba50cae24010973ee | https://www.assets.signify.com/is/image/Signify/06066fb44949455fa911ae2401097896 | [6 empty] | E | 1000 lumen |  | 840 ¦ CCT of 4000K | 80 | 4000 K | 7.5 W | 133.33 lm/W | 50 to 60 Hz |  | 1000 lumen | 15000 hour(s) | 7.5 W | 0.5 |  | 50000 |  | 0.5 s | 60 W | https://www.lighting.philips.com/link/929001339102_EU/prd/aa/en
FP-929001345255 | LED classic 25W B35 E14 WW FR ND RFSRT4 | 929001345255 | 2020-05-14 19:17:50 | [13 empty] | 70 % | [104 empty] | ADAM-1a4139b4867c43f09298adad00d8f855 | https://www.assets.signify.com/is/content/Signify/6b7d8068d73547a394c3adad00d8fac0 | [14 empty] | E |  |  |  | 80 | [6 empty] | 15000 hour(s) |  |  | 15000 hour(s) | 20000 |  | instant full light s |  | https://www.lighting.philips.com/link/929001345255_EU/prd/aa/en
FP-929001345355 | LED classic 40W B35 E14 WW FR ND RFSRT4 | 929001345355 | 2020-05-14 19:17:54 | [13 empty] | 70 % | [104 empty] | ADAM-18afaf142dc443c6b3b3adad00d959f9 | https://www.assets.signify.com/is/content/Signify/c4dbfa2ed2844c458158adad00d95b88 | [14 empty] | F |  |  |  | 80 | [6 empty] | 15000 hour(s) |  |  | 15000 hour(s) | 20000 |  | instant full light s |  | https://www.lighting.philips.com/link/929001345355_EU/prd/aa/en
FP-929001345392 | CorePro LEDCandleND4.3-40W E14 827B35FRG | 929001345392 | 2020-12-16 00:00:00 |  |  |  |  | B35 ¦ B 35mm | E14 ¦ E14 | 2700 K | Warm White (WW) | 35 mA | <lt/>6 | 35 mm | No | 5 kWh | 70 % |  |  | 97 mm | 0.5 s | [12 empty] | Yes | [63 empty] | ADAM-091ad56c6c904d038785ad6e006ed89a | https://www.assets.signify.com/is/image/Signify/2a0c93d46f204a9994e4ad6e006edaa7 | ADAM-2c81b8df106a4eaf80b1ad78006287f8 | https://www.assets.signify.com/is/content/Signify/fp929001345392-pss-global | ADAM-712057 | https://www.assets.signify.com/is/image/PhilipsLighting/201acbcaceb54170bb1fa5020019d893 | [8 empty] | ADAM-20170627094315134 | https://www.docs.signify.com/assets/ies/ledbulb_40w_e14_827_fr_b35-ies.ies | [8 empty] | ADAM-18afaf142dc443c6b3b3adad00d959f9 | https://www.assets.signify.com/is/content/Signify/c4dbfa2ed2844c458158adad00d95b88 | ADAM-7be73d03e58b4d22b633ad7f00e98cb1 | https://www.assets.signify.com/is/content/Signify/fp929001345392-gis-global | [12 empty] | F | 470 lumen |  | 827 ¦ CCT of 2700K | 80 | 2700 K | 4.3 W | 109.00 lm/W | 50 to 60 Hz |  | 470 lumen | 15000 hour(s) | 4.3 W | 0.5 |  | 20000 |  | 0.5 s | 40 W | https://www.lighting.philips.com/link/929001345392_EU/prd/aa/en
FP-929001345455 | LED classic 25W P45 E14 WW FR ND RFSRT4 | 929001345455 | 2020-05-14 19:22:38 | [13 empty] | 70 % | [104 empty] | ADAM-56dfc93f949b4e719b9badad00d9add8 | https://www.assets.signify.com/is/content/Signify/23c7552a8f41458ba5adadad00d9aede | [14 empty] | E |  |  |  | 80 | [6 empty] | 15000 hour(s) |  |  | 15000 hour(s) | 20000 |  | instant full light s |  | https://www.lighting.philips.com/link/929001345455_EU/prd/aa/en
FP-929001345555 | LED classic 40W P45 E14 WW FR ND RFSRT4 | 929001345555 | 2019-09-26 00:00:00 |  |  |  |  | P45 ¦ P 45mm | E14 ¦ E14 | 2700 K | Warm White (WW) | 40 mA | <lt/>6 | 45 mm | No | 5 kWh | 70 % |  |  | 82 mm | 0.5 s |  |  | -20 °C to 45 °C | [73 empty] | ADAM-20170622115324072 | https://www.assets.signify.com/is/image/PhilipsLighting/7970bdc39c084d8fb369a79a00a29f36 | ADAM-85d624eccf4a4b36b986aecc00790ab3 | https://www.assets.signify.com/is/content/Signify/fp929001345555-pss-global | ADAM-20170628091717301 | https://www.assets.signify.com/is/image/PhilipsLighting/03fa1cc6a5cc464a888ba7a00077a174 | [8 empty] | ADAM-20170627094238501 | https://www.docs.signify.com/assets/ies/ledbulb_40w_e14_827_fr_p45-ies.ies | [8 empty] | ADAM-f5b18bec8bdb42689276adad00e1ba4e | https://www.assets.signify.com/is/content/Signify/4bb237c3af3a462a9674adad00e1bca1 | ADAM-3aaa13661b4b4e989169aecc008516b6 | https://www.assets.signify.com/is/content/Signify/fp929001345555-gis-global | [12 empty] | F | 470 lumen |  | 827 ¦ CCT of 2700K | 80 | 2700 K | 4.3 W | 109 lm/W | 50 to 60 Hz |  | 470 lumen | 15000 hour(s) | 4.3 W | 0.51 | 15000 hour(s) | 20000 |  | 0.5 s | 40 W | https://www.lighting.philips.com/link/929001345555_EU/prd/aa/en
FP-929001345592 | CorePro LEDLusterND4.3-40W E14 827P45FRG | 929001345592 | 2020-12-16 00:00:00 |  |  |  |  | P45 ¦ P 45mm | E14 ¦ E14 | 2700 K | Warm White (WW) | 35 mA | <lt/>6 | 45 mm | No | 5 kWh | 70 % |  |  | 80 mm | 0.5 s | [12 empty] | Yes | [63 empty] | ADAM-20170622115324072 | https://www.assets.signify.com/is/image/PhilipsLighting/7970bdc39c084d8fb369a79a00a29f36 | ADAM-55bb16f0263b402a8599ad7800659935 | https://www.assets.signify.com/is/content/Signify/fp929001345592-pss-global | ADAM-20170628091717301 | https://www.assets.signify.com/is/image/PhilipsLighting/03fa1cc6a5cc464a888ba7a00077a174 | [8 empty] | ADAM-20170627094238501 | https://www.docs.signify.com/assets/ies/ledbulb_40w_e14_827_fr_p45-ies.ies | [8 empty] | ADAM-f5b18bec8bdb42689276adad00e1ba4e | https://www.assets.signify.com/is/content/Signify/4bb237c3af3a462a9674adad00e1bca1 | ADAM-561ca29a31d7435ab2a6ad7f00e659f6 | https://www.assets.signify.com/is/content/Signify/fp929001345592-gis-global | [12 empty] | F | 470 lumen |  | 827 ¦ CCT of 2700K | 80 | 2700 K | 4.3 W | 109.00 lm/W | 50 to 60 Hz |  | 470 lumen | 15000 hour(s) | 4.3 W | 0.5 |  | 20000 |  | 0.5 s | 40 W | https://www.lighting.philips.com/link/929001345592_EU/prd/aa/en
FP-929001345655 | LED classic 25W P45 E27 WW FR ND RFSRT4 | 929001345655 | 2020-05-14 19:19:26 | [13 empty] | 70 % | [104 empty] | ADAM-cb8feee03a8e47f4948aadad00e22828 | https://www.assets.signify.com/is/content/Signify/860cc1d2ddb5420e97d8adad00e22983 | [14 empty] | E |  |  |  | 80 | [6 empty] | 15000 hour(s) |  |  | 15000 hour(s) | 20000 |  | instant full light s |  | https://www.lighting.philips.com/link/929001345655_EU/prd/aa/en
FP-929001345692 | CorePro LEDLuster ND 2.2-25W P45 E27 FRG | 929001345692 | 2020-12-15 00:00:00 |  |  |  |  | P45 ¦ P 45mm | E27 ¦ E27 | 2700 K | Warm White (WW) | 21 mA | <lt/>6 | 45 mm | No | 3 kWh | 70 % |  |  | 78 mm | 0.5 s | [12 empty] | Yes | [63 empty] | ADAM-20170622115324870 | https://www.assets.signify.com/is/image/PhilipsLighting/1c652c03d8f74352aa73a79a00a2a197 | ADAM-9e29c276259f4c2bb1a5ad780066bc5c | https://www.assets.signify.com/is/content/Signify/fp929001345692-pss-global | ADAM-20170628091717913 | https://www.assets.signify.com/is/image/PhilipsLighting/066fce58afc04d91aaf6a7a00077a333 | [8 empty] | ADAM-20170627094238115 | https://www.docs.signify.com/assets/ies/ledbulb_25w_e27_827_fr_p45-ies.ies | [8 empty] | ADAM-cb8feee03a8e47f4948aadad00e22828 | https://www.assets.signify.com/is/content/Signify/860cc1d2ddb5420e97d8adad00e22983 | ADAM-a8d3b7ad56194685b6cdad7f00e907bc | https://www.assets.signify.com/is/content/Signify/fp929001345692-gis-global | [12 empty] | E | 250 lumen |  | 827 ¦ CCT of 2700K | 80 | 2700 K | 2.2 W | 113.00 lm/W | 50 to 60 Hz |  | 250 lumen | 15000 hour(s) | 2.2 W | 0.4 |  | 20000 |  | 0.5 s | 25 W | https://www.lighting.philips.com/link/929001345692_EU/prd/aa/en
FP-929001345755 | LED classic 40W P45 E27 WW FR ND RFSRT4 | 929001345755 | 2020-05-14 19:18:11 | [13 empty] | 70 % | [104 empty] | ADAM-792bad4ca1ea4d4c8cdfadad00e2a41d | https://www.assets.signify.com/is/content/Signify/a719b4beb56e4705a312adad00e2a531 | [14 empty] | F |  |  |  | 80 | [6 empty] | 15000 hour(s) |  |  | 15000 hour(s) | 20000 |  | instant full light s |  | https://www.lighting.philips.com/link/929001345755_EU/prd/aa/en
FP-929001345792 | CorePro LEDLusterND4.3-40W E27 827P45FRG | 929001345792 | 2020-12-16 00:00:00 |  |  |  |  | P45 ¦ P 45mm | E27 ¦ E27 | 2700 K | Warm White (WW) | 35 mA | <lt/>6 | 45 mm | No | 5 kWh | 70 % |  |  | 78 mm | 0.5 s | [12 empty] | Yes | [63 empty] | ADAM-20170622115324870 | https://www.assets.signify.com/is/image/PhilipsLighting/1c652c03d8f74352aa73a79a00a2a197 | ADAM-57a27be5083e4abfb023ad7800693524 | https://www.assets.signify.com/is/content/Signify/fp929001345792-pss-global | ADAM-20170628091717913 | https://www.assets.signify.com/is/image/PhilipsLighting/066fce58afc04d91aaf6a7a00077a333 | [8 empty] | ADAM-20170627094237713 | https://www.docs.signify.com/assets/ies/ledbulb_40w_e27_827_fr_p45-ies.ies | [8 empty] | ADAM-792bad4ca1ea4d4c8cdfadad00e2a41d | https://www.assets.signify.com/is/content/Signify/a719b4beb56e4705a312adad00e2a531 | ADAM-5085e28a17ff43de8b7bad7f00e94392 | https://www.assets.signify.com/is/content/Signify/fp929001345792-gis-global | [12 empty] | F | 470 lumen |  | 827 ¦ CCT of 2700K | 80 | 2700 K | 4.3 W | 109.00 lm/W | 50 to 60 Hz |  | 470 lumen | 15000 hour(s) | 4.3 W | 0.5 |  | 20000 |  | 0.5 s | 40 W | https://www.lighting.philips.com/link/929001345792_EU/prd/aa/en
FP-929001346402 | MAS LED ExpertColor 3.9-35W GU10 927 25D | 929001346402 | 2016-10-18 00:00:00 |  |  |  | 25 degree(s) | PAR16 ¦ PAR 2 inch/50mm | GU10 ¦ GU10 | 2700 K | Warm White (WW) | 22 mA | <lt/>3 | 50 mm | Only with specific dimmers | 4 kWh | 70 % | 265 lumen | 700 cd | 54 mm | 0.5 s | Yes | [11 empty] | Yes | [63 empty] | ADAM-20170315021620408 | https://www.assets.signify.com/is/image/PhilipsLighting/3b36ccc5598d4801b47ba7360013a918 | ADAM-20170329233135556 | https://www.assets.signify.com/is/content/PhilipsLighting/fp929001346402-pss-global | ADAM-20160303143655912 | https://www.assets.signify.com/is/image/PhilipsLighting/71b7c56fd7c243b49af2a5be00ded0c6 | [8 empty] | ADAM-20170323083927213 | https://www.docs.signify.com/assets/ies/ledspot_35w_gu10_927_25d-ies.ies | [8 empty] | ADAM-4d080ce6a2e24a308ea7adab0158f787 | https://www.assets.signify.com/is/content/Signify/46d81fb604d447888d6fadab0158f884 | ADAM-f3ea34bee8334a369c2eaa7d00bc3b26 | https://www.assets.signify.com/is/content/PhilipsLighting/fp929001346402-gis-global |  |  |  |  | ADAM-71ba9b53b8f74ff8b134af18008823cc;ADAM-94ddfbac9c6b4bf5bcbfae3100d1ea5c | https://www.assets.signify.com/is/content/Signify/981a4831942946e8bc14af1800882a0d;https://www.assets.signify.com/is/content/Signify/8792f9e5178f41d7b432ae3100d1eb41 | ADAM-1bcfe7108823466a8820a9cb009d68b8 | https://www.assets.signify.com/is/content/PhilipsLighting/cdc8c4b21533441cba78a9cb009d7678 |  |  |  |  | G | 265 lumen |  | 927 | 97 | 2700 K | 3.9 W | 67.95 lm/W | 50 to 60 Hz |  | 265 lumen | 40000 hour(s) | 3.9 W | 0.8 |  | 50000 |  | 0.5 s | 35 W | https://www.lighting.philips.com/link/929001346402_EU/prd/aa/en
FP-929001346702 | MAS LED ExpertColor 3.9-35W GU10 927 36D | 929001346702 | 2016-10-18 00:00:00 |  |  |  | 36 degree(s) | PAR16 ¦ PAR 2 inch/50mm | GU10 ¦ GU10 | 2700 K | Warm White (WW) | 22 mA | <lt/>3 | 50 mm | Only with specific dimmers | 4 kWh | 70 % | 265 lumen | 540 cd | 54 mm | 0.5 s | Yes | [11 empty] | Yes | [63 empty] | ADAM-20170315021620408 | https://www.assets.signify.com/is/image/PhilipsLighting/3b36ccc5598d4801b47ba7360013a918 | ADAM-20170329233316911 | https://www.assets.signify.com/is/content/PhilipsLighting/fp929001346702-pss-global | ADAM-20160303143655912 | https://www.assets.signify.com/is/image/PhilipsLighting/71b7c56fd7c243b49af2a5be00ded0c6 | [8 empty] | ADAM-20170323083928914 | https://www.docs.signify.com/assets/ies/ledspot_35w_gu10_927_36d-ies.ies | [8 empty] | ADAM-478283991fbf409dbc4aadab0158340a | https://www.assets.signify.com/is/content/Signify/38dfec431f474e39953fadab01583526 | ADAM-11629d8914ef4764a682aa7d00bae78b | https://www.assets.signify.com/is/content/PhilipsLighting/fp929001346702-gis-global |  |  |  |  | ADAM-71ba9b53b8f74ff8b134af18008823cc;ADAM-94ddfbac9c6b4bf5bcbfae3100d1ea5c | https://www.assets.signify.com/is/content/Signify/981a4831942946e8bc14af1800882a0d;https://www.assets.signify.com/is/content/Signify/8792f9e5178f41d7b432ae3100d1eb41 | ADAM-1bcfe7108823466a8820a9cb009d68b8 | https://www.assets.signify.com/is/content/PhilipsLighting/cdc8c4b21533441cba78a9cb009d7678 |  |  |  |  | G | 265 lumen |  | 927 | 97 | 2700 K | 3.9 W | 67 lm/W | 50 to 60 Hz |  | 265 lumen | 40000 hour(s) | 3.9 W | 0.8 |  | 50000 |  | 0.5 s | 35 W | https://www.lighting.philips.com/link/929001346702_EU/prd/aa/en
FP-929001346802 | MAS LED ExpertColor 3.9-35W GU10 930 36D | 929001346802 | 2016-10-18 00:00:00 |  |  |  | 36 degree(s) | PAR16 ¦ PAR 2 inch/50mm | GU10 ¦ GU10 | 3000 K | White (WH) | 22 mA | <lt/>3 | 50 mm | Only with specific dimmers | 4 kWh | 70 % | 280 lumen | 560 cd | 54 mm | 0.5 s | Yes | [11 empty] | Yes | [63 empty] | ADAM-20170315021620408 | https://www.assets.signify.com/is/image/PhilipsLighting/3b36ccc5598d4801b47ba7360013a918 | ADAM-20170329232510455 | https://www.assets.signify.com/is/content/PhilipsLighting/fp929001346802-pss-global | ADAM-20160303143655912 | https://www.assets.signify.com/is/image/PhilipsLighting/71b7c56fd7c243b49af2a5be00ded0c6 | [8 empty] | ADAM-20170323083929507 | https://www.docs.signify.com/assets/ies/ledspot_35w_gu10_930_36d-ies.ies | [8 empty] | ADAM-bbf05116818f452bb59aadab011a5297 | https://www.assets.signify.com/is/content/Signify/cee81200db314d00ad72adab011a559d | ADAM-cca9f672f20a4bcaa2bda9e6001de592 | https://www.assets.signify.com/is/content/PhilipsLighting/fp929001346802-gis-global |  |  |  |  | ADAM-71ba9b53b8f74ff8b134af18008823cc;ADAM-94ddfbac9c6b4bf5bcbfae3100d1ea5c | https://www.assets.signify.com/is/content/Signify/981a4831942946e8bc14af1800882a0d;https://www.assets.signify.com/is/content/Signify/8792f9e5178f41d7b432ae3100d1eb41 | ADAM-1bcfe7108823466a8820a9cb009d68b8 | https://www.assets.signify.com/is/content/PhilipsLighting/cdc8c4b21533441cba78a9cb009d7678 |  |  |  |  | G | 280 lumen |  | 930 ¦ CCT of 3000K | 97 | 3000 K | 3.9 W | 71 lm/W | 50 to 60 Hz |  | 280 lumen | 40000 hour(s) | 3.9 W | 0.8 |  | 50000 |  | 0.5 s | 35 W | https://www.lighting.philips.com/link/929001346802_EU/prd/aa/en
FP-929001347002 | MAS LED ExpertColor 5.5-50W GU10 927 25D | 929001347002 | 2016-10-18 00:00:00 |  |  |  | 25 degree(s) | PAR16 ¦ PAR 2 inch/50mm | GU10 ¦ GU10 | 2700 K | Warm White (WW) | 30 mA | <lt/>3 | 50 mm | Only with specific dimmers | 6 kWh | 70 % | 355 lumen | 1000 cd | 54 mm | 0.5 s | Yes | [11 empty] | Yes | [63 empty] | ADAM-20170315021620408 | https://www.assets.signify.com/is/image/PhilipsLighting/3b36ccc5598d4801b47ba7360013a918 | ADAM-20170329233251243 | https://www.assets.signify.com/is/content/PhilipsLighting/fp929001347002-pss-global | ADAM-20160303143655912 | https://www.assets.signify.com/is/image/PhilipsLighting/71b7c56fd7c243b49af2a5be00ded0c6 | [8 empty] | ADAM-20170323083930942 | https://www.docs.signify.com/assets/ies/ledspot_50w_gu10_927_25d-ies.ies | [8 empty] | ADAM-ff22f506ef7446738211adad015c8800 | https://www.assets.signify.com/is/content/Signify/dbbcb674deb74f0d918aadad015c88f5 | ADAM-c8593bbdfc8247dda0aeaa7d00c1a913 | https://www.assets.signify.com/is/content/PhilipsLighting/fp929001347002-gis-global |  |  |  |  | ADAM-71ba9b53b8f74ff8b134af18008823cc;ADAM-94ddfbac9c6b4bf5bcbfae3100d1ea5c | https://www.assets.signify.com/is/content/Signify/981a4831942946e8bc14af1800882a0d;https://www.assets.signify.com/is/content/Signify/8792f9e5178f41d7b432ae3100d1eb41 | ADAM-1bcfe7108823466a8820a9cb009d68b8 | https://www.assets.signify.com/is/content/PhilipsLighting/cdc8c4b21533441cba78a9cb009d7678 |  |  |  |  | G | 355 lumen |  | 927 | 97 | 2700 K | 5.5 W | 64.55 lm/W | 50 to 60 Hz |  | 355 lumen | 40000 hour(s) | 5.5 W | 0.8 |  | 50000 |  | 0.5 s | 50 W | https://www.lighting.philips.com/link/929001347002_EU/prd/aa/en
FP-929001347102 | MAS LED ExpertColor 5.5-50W GU10 930 25D | 929001347102 | 2016-10-18 00:00:00 |  |  |  | 25 degree(s) | PAR16 ¦ PAR 2 inch/50mm | GU10 ¦ GU10 | 3000 K | White (WH) | 30 mA | <lt/>3 | 50 mm | Only with specific dimmers | 6 kWh | 70 % | 375 lumen | 1000 cd | 54 mm | 0.5 s | Yes | [11 empty] | Yes | [63 empty] | ADAM-20170315021620408 | https://www.assets.signify.com/is/image/PhilipsLighting/3b36ccc5598d4801b47ba7360013a918 | ADAM-20170329232340922 | https://www.assets.signify.com/is/content/PhilipsLighting/fp929001347102-pss-global | ADAM-20160303143655912 | https://www.assets.signify.com/is/image/PhilipsLighting/71b7c56fd7c243b49af2a5be00ded0c6 | [8 empty] | ADAM-20170323083931597 | https://www.docs.signify.com/assets/ies/ledspot_50w_gu10_930_25d-ies.ies | [8 empty] | ADAM-2712d4b26fee4ad99432adab011b6584 | https://www.assets.signify.com/is/content/Signify/fca67563546c44509d25adab011b68c4 | ADAM-7785f0c61854421893c8a9e6001c80b2 | https://www.assets.signify.com/is/content/PhilipsLighting/fp929001347102-gis-global |  |  |  |  | ADAM-71ba9b53b8f74ff8b134af18008823cc;ADAM-94ddfbac9c6b4bf5bcbfae3100d1ea5c | https://www.assets.signify.com/is/content/Signify/981a4831942946e8bc14af1800882a0d;https://www.assets.signify.com/is/content/Signify/8792f9e5178f41d7b432ae3100d1eb41 | ADAM-1bcfe7108823466a8820a9cb009d68b8 | https://www.assets.signify.com/is/content/PhilipsLighting/cdc8c4b21533441cba78a9cb009d7678 |  |  |  |  | G | 375 lumen |  | 930 ¦ CCT of 3000K | 97 | 3000 K | 5.5 W | 68.00 lm/W | 50 to 60 Hz |  | 375 lumen | 40000 hour(s) | 5.5 W | 0.8 |  | 50000 |  | 0.5 s | 50 W | https://www.lighting.philips.com/link/929001347102_EU/prd/aa/en
FP-929001347302 | MAS LED ExpertColor 5.5-50W GU10 927 36D | 929001347302 | 2016-10-18 00:00:00 |  |  |  | 36 degree(s) | PAR16 ¦ PAR 2 inch/50mm | GU10 ¦ GU10 | 2700 K | Warm White (WW) | 30 mA | <lt/>3 | 50 mm | Only with specific dimmers | 6 kWh | 70 % | 355 lumen | 800 cd | 54 mm | 0.5 s | Yes | [11 empty] | Yes | [63 empty] | ADAM-20170315021620408 | https://www.assets.signify.com/is/image/PhilipsLighting/3b36ccc5598d4801b47ba7360013a918 | ADAM-20170329232623709 | https://www.assets.signify.com/is/content/PhilipsLighting/fp929001347302-pss-global | ADAM-20160303143655912 | https://www.assets.signify.com/is/image/PhilipsLighting/71b7c56fd7c243b49af2a5be00ded0c6 | [8 empty] | ADAM-20170323083932829 | https://www.docs.signify.com/assets/ies/ledspot_50w_gu10_927_36d-ies.ies | [8 empty] | ADAM-52c889a7499044b9ac1dadad015bd478 | https://www.assets.signify.com/is/content/Signify/8c2f9255cfa3496784a2adad015bd65d | ADAM-3a36928cfe864c9f9c66aa7d00bb6957 | https://www.assets.signify.com/is/content/PhilipsLighting/fp929001347302-gis-global |  |  |  |  | ADAM-71ba9b53b8f74ff8b134af18008823cc;ADAM-94ddfbac9c6b4bf5bcbfae3100d1ea5c | https://www.assets.signify.com/is/content/Signify/981a4831942946e8bc14af1800882a0d;https://www.assets.signify.com/is/content/Signify/8792f9e5178f41d7b432ae3100d1eb41 | ADAM-1bcfe7108823466a8820a9cb009d68b8 | https://www.assets.signify.com/is/content/PhilipsLighting/cdc8c4b21533441cba78a9cb009d7678 |  |  |  |  | G | 355 lumen |  | 927 | 97 | 2700 K | 5.5 W | 64 lm/W | 50 to 60 Hz |  | 355 lumen | 40000 hour(s) | 5.5 W | 0.8 |  | 50000 |  | 0.5 s | 50 W | https://www.lighting.philips.com/link/929001347302_EU/prd/aa/en
FP-929001347402 | MAS LED ExpertColor 5.5-50W GU10 930 36D | 929001347402 | 2016-10-18 00:00:00 |  |  |  | 36 degree(s) | PAR16 ¦ PAR 2 inch/50mm | GU10 ¦ GU10 | 3000 K | White (WH) | 30 mA | <lt/>3 | 50 mm | Only with specific dimmers | 6 kWh | 70 % | 375 lumen | 800 cd | 54 mm | 0.5 s | Yes | [11 empty] | Yes | [63 empty] | ADAM-20170315021620408 | https://www.assets.signify.com/is/image/PhilipsLighting/3b36ccc5598d4801b47ba7360013a918 | ADAM-20170329232834613 | https://www.assets.signify.com/is/content/PhilipsLighting/fp929001347402-pss-global | ADAM-20160303143655912 | https://www.assets.signify.com/is/image/PhilipsLighting/71b7c56fd7c243b49af2a5be00ded0c6 | [8 empty] | ADAM-20170323083933407 | https://www.docs.signify.com/assets/ies/ledspot_50w_gu10_930_36d-ies.ies | [8 empty] | ADAM-9977a8b615ab43308bb4adab011c7110 | https://www.assets.signify.com/is/content/Signify/b5d6669a91684de6819badab011c730c | ADAM-2a7bf205a00149449b51a9e6001ca7e4 | https://www.assets.signify.com/is/content/PhilipsLighting/fp929001347402-gis-global |  |  |  |  | ADAM-71ba9b53b8f74ff8b134af18008823cc;ADAM-94ddfbac9c6b4bf5bcbfae3100d1ea5c | https://www.assets.signify.com/is/content/Signify/981a4831942946e8bc14af1800882a0d;https://www.assets.signify.com/is/content/Signify/8792f9e5178f41d7b432ae3100d1eb41 | ADAM-1bcfe7108823466a8820a9cb009d68b8 | https://www.assets.signify.com/is/content/PhilipsLighting/cdc8c4b21533441cba78a9cb009d7678 |  |  |  |  | G | 375 lumen |  | 930 ¦ CCT of 3000K | 97 | 3000 K | 5.5 W | 68 lm/W | 50 to 60 Hz |  | 375 lumen | 40000 hour(s) | 5.5 W | 0.8 |  | 50000 |  | 0.5 s | 50 W | https://www.lighting.philips.com/link/929001347402_EU/prd/aa/en
FP-929001347502 | MAS LED ExpertColor 5.5-50W GU10 940 36D | 929001347502 | 2016-10-18 00:00:00 |  |  |  | 36 degree(s) | PAR16 ¦ PAR 2 inch/50mm | GU10 ¦ GU10 | 4000 K | Cool White (CW) | 30 mA | <lt/>3 | 50 mm | Only with specific dimmers | 6 kWh | 70 % | 400 lumen | 800 cd | 54 mm | 0.5 s | Yes | [11 empty] | Yes | [63 empty] | ADAM-20170315021620408 | https://www.assets.signify.com/is/image/PhilipsLighting/3b36ccc5598d4801b47ba7360013a918 | ADAM-20170329233407722 | https://www.assets.signify.com/is/content/PhilipsLighting/fp929001347502-pss-global | ADAM-20160303143655912 | https://www.assets.signify.com/is/image/PhilipsLighting/71b7c56fd7c243b49af2a5be00ded0c6 | [8 empty] | ADAM-20170323083934046 | https://www.docs.signify.com/assets/ies/ledspot_50w_gu10_940_36d-ies.ies | [8 empty] | ADAM-7962abe7dc8b43328733adab011cf112 | https://www.assets.signify.com/is/content/Signify/aa42558b70884c31ad3dadab011cf329 | ADAM-d08afcefbcf0479ea3b6a9e6001d48af | https://www.assets.signify.com/is/content/PhilipsLighting/fp929001347502-gis-global |  |  |  |  | ADAM-71ba9b53b8f74ff8b134af18008823cc;ADAM-94ddfbac9c6b4bf5bcbfae3100d1ea5c | https://www.assets.signify.com/is/content/Signify/981a4831942946e8bc14af1800882a0d;https://www.assets.signify.com/is/content/Signify/8792f9e5178f41d7b432ae3100d1eb41 | ADAM-1bcfe7108823466a8820a9cb009d68b8 | https://www.assets.signify.com/is/content/PhilipsLighting/cdc8c4b21533441cba78a9cb009d7678 |  |  |  |  | F | 400 lumen |  | 940 ¦ CCT of 4000K | 97 | 4000 K | 5.5 W | 72.00 lm/W | 50 to 60 Hz |  | 400 lumen | 40000 hour(s) | 5.5 W | 0.8 |  | 50000 |  | 0.5 s | 50 W | https://www.lighting.philips.com/link/929001347502_EU/prd/aa/en
FP-929001348302 | MAS LED spot VLE D 3.7-35W GU10 930 36D | 929001348302 | 2016-10-18 00:00:00 |  |  |  | 36 degree(s) | PAR16 ¦ PAR 2 inch/50mm | GU10 ¦ GU10 | 3000 K | White (WH) | 20 mA | <lt/>6 | 50 mm | Only with specific dimmers | 4 kWh | 70 % | 270 lumen | 500 cd | 54 mm | 0.5 s | Yes | [11 empty] | Yes | [63 empty] | ADAM-20170315021621427 | https://www.assets.signify.com/is/image/PhilipsLighting/0783d6db12e943dc864ca7360013b070 | ADAM-20170329233409173 | https://www.assets.signify.com/is/content/PhilipsLighting/fp929001348302-pss-global | ADAM-20160303143655912 | https://www.assets.signify.com/is/image/PhilipsLighting/71b7c56fd7c243b49af2a5be00ded0c6 | [8 empty] | ADAM-20170331035715831 | https://www.docs.signify.com/assets/ies/ledspot_35w_gu10_930_36d_270lm-ies.ies | [8 empty] | ADAM-fea4ecf18046458aa036adad0189f373 | https://www.assets.signify.com/is/content/Signify/8aa679edfe354e8880dfadad0189f541 | ADAM-a433fc44d9c44aa1bb1baa7d00bdd0b3 | https://www.assets.signify.com/is/content/PhilipsLighting/fp929001348302-gis-global |  |  |  |  | ADAM-71ba9b53b8f74ff8b134af18008823cc | https://www.assets.signify.com/is/content/Signify/981a4831942946e8bc14af1800882a0d | ADAM-13124142235548afbeb0af32007fd494 | https://www.assets.signify.com/is/content/Signify/97398daa33e24390871baf32007fdeac |  |  |  |  | F | 270 lumen |  | 930 ¦ CCT of 3000K | 90 | 3000 K | 3.7 W | 81 lm/W | 50 to 60 Hz |  | 270 lumen | 25000 hour(s) | 3.7 W | 0.8 |  | 50000 |  | 0.5 s | 35 W | https://www.lighting.philips.com/link/929001348302_EU/prd/aa/en
FP-929001348902 | MAS LED spot VLE D 4.9-50W GU10 930 36D | 929001348902 | 2016-10-18 00:00:00 |  |  |  | 36 degree(s) | PAR16 ¦ PAR 2 inch/50mm | GU10 ¦ GU10 | 3000 K | White (WH) | 27 mA | <lt/>6 | 50 mm | Only with specific dimmers | 5 kWh | 70 % | 365 lumen | 650 cd | 54 mm | 0.5 s | Yes | [11 empty] | Yes | [63 empty] | ADAM-20170315021621427 | https://www.assets.signify.com/is/image/PhilipsLighting/0783d6db12e943dc864ca7360013b070 | ADAM-20170329232224762 | https://www.assets.signify.com/is/content/PhilipsLighting/fp929001348902-pss-global | ADAM-20160303143655912 | https://www.assets.signify.com/is/image/PhilipsLighting/71b7c56fd7c243b49af2a5be00ded0c6 | [8 empty] | ADAM-20170331035716852 | https://www.docs.signify.com/assets/ies/ledspot_50w_gu10_930_36d_365lm-ies.ies | [8 empty] | ADAM-126519345d3f49e3b491adad0182924f | https://www.assets.signify.com/is/content/Signify/98e20a8f5d7f4c03ba1eadad01829610 | ADAM-8382a4d852aa42f9a54daa7d00c0dc4c | https://www.assets.signify.com/is/content/PhilipsLighting/fp929001348902-gis-global |  |  |  |  | ADAM-71ba9b53b8f74ff8b134af18008823cc | https://www.assets.signify.com/is/content/Signify/981a4831942946e8bc14af1800882a0d | ADAM-13124142235548afbeb0af32007fd494 | https://www.assets.signify.com/is/content/Signify/97398daa33e24390871baf32007fdeac |  |  |  |  | F | 365 lumen |  | 930 ¦ CCT of 3000K | 90 | 3000 K | 4.9 W | 82 lm/W | 50 to 60 Hz |  | 365 lumen | 25000 hour(s) | 4.9 W | 0.8 |  | 50000 |  | 0.5 s | 50 W | https://www.lighting.philips.com/link/929001348902_EU/prd/aa/en
FP-929001349002 | MAS LED spot VLE D 4.9-50W GU10 940 36D | 929001349002 | 2016-10-18 00:00:00 |  |  |  | 36 degree(s) | PAR16 ¦ PAR 2 inch/50mm | GU10 ¦ GU10 | 4000 K | Cool White (CW) | 27 mA | <lt/>6 | 50 mm | Only with specific dimmers | 5 kWh | 70 % | 380 lumen | 700 cd | 54 mm | 0.5 s | Yes | [11 empty] | Yes | [63 empty] | ADAM-20170315021621427 | https://www.assets.signify.com/is/image/PhilipsLighting/0783d6db12e943dc864ca7360013b070 | ADAM-20170329232852305 | https://www.assets.signify.com/is/content/PhilipsLighting/fp929001349002-pss-global | ADAM-20160303143655912 | https://www.assets.signify.com/is/image/PhilipsLighting/71b7c56fd7c243b49af2a5be00ded0c6 | [8 empty] | ADAM-20170331035717188 | https://www.docs.signify.com/assets/ies/ledspot_50w_gu10_940_36d_380lm-ies.ies | [8 empty] | ADAM-a2f38ed9ef124b62a579adad0187ec47 | https://www.assets.signify.com/is/content/Signify/33a36153d0f14a14b15aadad0187ed32 | ADAM-b648123721b64519b9deaa7d00baa833 | https://www.assets.signify.com/is/content/PhilipsLighting/fp929001349002-gis-global |  |  |  |  | ADAM-71ba9b53b8f74ff8b134af18008823cc | https://www.assets.signify.com/is/content/Signify/981a4831942946e8bc14af1800882a0d | ADAM-13124142235548afbeb0af32007fd494 | https://www.assets.signify.com/is/content/Signify/97398daa33e24390871baf32007fdeac |  |  |  |  | F | 380 lumen |  | 940 ¦ CCT of 4000K | 90 | 4000 K | 4.9 W | 85.71 lm/W | 50 to 60 Hz |  | 380 lumen | 25000 hour(s) | 4.9 W | 0.8 |  | 50000 |  | 0.5 s | 50 W | https://www.lighting.philips.com/link/929001349002_EU/prd/aa/en
FP-929001349102 | MAS LED spot VLE D 4.9-50W GU10 927 60D | 929001349102 | 2016-10-18 00:00:00 |  |  |  | 60 degree(s) | PAR16 ¦ PAR 2 inch/50mm | GU10 ¦ GU10 | 2700 K | Warm White (WW) | 27 mA | <lt/>6 | 50 mm | Only with specific dimmers | 5 kWh | 70 % | 355 lumen | 400 cd | 54 mm | 0.5 s | Yes | [11 empty] | Yes | [63 empty] | ADAM-20170315021621427 | https://www.assets.signify.com/is/image/PhilipsLighting/0783d6db12e943dc864ca7360013b070 | ADAM-20170329232447613 | https://www.assets.signify.com/is/content/PhilipsLighting/fp929001349102-pss-global | ADAM-20160303143655912 | https://www.assets.signify.com/is/image/PhilipsLighting/71b7c56fd7c243b49af2a5be00ded0c6 | [8 empty] | ADAM-20170330104226604 | https://www.docs.signify.com/assets/ies/ledspot_50w_gu10_927_60d-ies.ies | [8 empty] | ADAM-f6b9e39f276d4cfdab80adad01885b5f | https://www.assets.signify.com/is/content/Signify/14b66db3f3434d91a075adad01885d55 | ADAM-c08887d4a60f474299f9aa7d00c27258 | https://www.assets.signify.com/is/content/PhilipsLighting/fp929001349102-gis-global |  |  |  |  | ADAM-71ba9b53b8f74ff8b134af18008823cc | https://www.assets.signify.com/is/content/Signify/981a4831942946e8bc14af1800882a0d | ADAM-13124142235548afbeb0af32007fd494 | https://www.assets.signify.com/is/content/Signify/97398daa33e24390871baf32007fdeac |  |  |  |  | F | 355 lumen |  | 927 | 90 | 2700 K | 4.9 W | 80.61 lm/W | 50 to 60 Hz |  | 355 lumen | 25000 hour(s) | 4.9 W | 0.8 |  | 50000 |  | 0.5 s | 50 W | https://www.lighting.philips.com/link/929001349102_EU/prd/aa/en
FP-929001349202 | MAS LED spot VLE D 4.9-50W GU10 930 60D | 929001349202 | 2016-10-18 00:00:00 |  |  |  | 60 degree(s) | PAR16 ¦ PAR 2 inch/50mm | GU10 ¦ GU10 | 3000 K | White (WH) | 27 mA | <lt/>6 | 50 mm | Only with specific dimmers | 5 kWh | 70 % | 365 lumen | 400 cd | 54 mm | 0.5 s | Yes | [11 empty] | Yes | [63 empty] | ADAM-20170315021621427 | https://www.assets.signify.com/is/image/PhilipsLighting/0783d6db12e943dc864ca7360013b070 | ADAM-20170329232729362 | https://www.assets.signify.com/is/content/PhilipsLighting/fp929001349202-pss-global | ADAM-20160303143655912 | https://www.assets.signify.com/is/image/PhilipsLighting/71b7c56fd7c243b49af2a5be00ded0c6 | [8 empty] | ADAM-20170330104226963 | https://www.docs.signify.com/assets/ies/ledspot_50w_gu10_930_60d-ies.ies | [8 empty] | ADAM-72e92ecf387f490a8130adad0183243c | https://www.assets.signify.com/is/content/Signify/d6746cff722f4c0c9262adad018326c3 | ADAM-d90b0189d5c5465cbb21aa7d00c21b8f | https://www.assets.signify.com/is/content/PhilipsLighting/fp929001349202-gis-global |  |  |  |  | ADAM-71ba9b53b8f74ff8b134af18008823cc | https://www.assets.signify.com/is/content/Signify/981a4831942946e8bc14af1800882a0d | ADAM-13124142235548afbeb0af32007fd494 | https://www.assets.signify.com/is/content/Signify/97398daa33e24390871baf32007fdeac |  |  |  |  | F | 365 lumen |  | 930 ¦ CCT of 3000K | 90 | 3000 K | 4.9 W | 82.65 lm/W | 50 to 60 Hz |  | 365 lumen | 25000 hour(s) | 4.9 W | 0.8 |  | 50000 |  | 0.5 s | 50 W | https://www.lighting.philips.com/link/929001349202_EU/prd/aa/en
FP-929001349302 | MAS LED spot VLE D 4.9-50W GU10 940 60D | 929001349302 | 2016-10-18 00:00:00 |  |  |  | 60 degree(s) | PAR16 ¦ PAR 2 inch/50mm | GU10 ¦ GU10 | 4000 K | Cool White (CW) | 27 mA | <lt/>6 | 50 mm | Only with specific dimmers | 5 kWh | 70 % | 380 lumen | 400 cd | 54 mm | 0.5 s | Yes | [11 empty] | Yes | [63 empty] | ADAM-20170315021621427 | https://www.assets.signify.com/is/image/PhilipsLighting/0783d6db12e943dc864ca7360013b070 | ADAM-20170329232407290 | https://www.assets.signify.com/is/content/PhilipsLighting/fp929001349302-pss-global | ADAM-20160303143655912 | https://www.assets.signify.com/is/image/PhilipsLighting/71b7c56fd7c243b49af2a5be00ded0c6 | [8 empty] | ADAM-20170330104227258 | https://www.docs.signify.com/assets/ies/ledspot_50w_gu10_940_60d-ies.ies | [8 empty] | ADAM-8ed27223eed742339797adad0183aae3 | https://www.assets.signify.com/is/content/Signify/0103aa96233f4b14988fadad0183ae40 | ADAM-438f927709384222919aaa7d00c3ed11 | https://www.assets.signify.com/is/content/PhilipsLighting/fp929001349302-gis-global |  |  |  |  | ADAM-71ba9b53b8f74ff8b134af18008823cc | https://www.assets.signify.com/is/content/Signify/981a4831942946e8bc14af1800882a0d | ADAM-13124142235548afbeb0af32007fd494 | https://www.assets.signify.com/is/content/Signify/97398daa33e24390871baf32007fdeac |  |  |  |  | F | 380 lumen |  | 940 ¦ CCT of 4000K | 90 | 4000 K | 4.9 W | 85.71 lm/W | 50 to 60 Hz |  | 380 lumen | 25000 hour(s) | 4.9 W | 0.8 |  | 50000 |  | 0.5 s | 50 W | https://www.lighting.philips.com/link/929001349302_EU/prd/aa/en
FP-929001350302 | MAS LED spot VLE DT 4.9-50W GU10 927 36D | 929001350302 | 2016-10-18 00:00:00 |  |  |  | 36 degree(s) | PAR16 ¦ PAR 2 inch/50mm | GU10 ¦ GU10 | 2700 K | Warm White (WW) | 27 mA | <lt/>6 | 50 mm | Only with specific dimmers | 5 kWh | 70 % | 355 lumen | 650 cd | 54 mm | 0.5 s | Yes | [11 empty] | Yes | [63 empty] | ADAM-20170315021621427 | https://www.assets.signify.com/is/image/PhilipsLighting/0783d6db12e943dc864ca7360013b070 | ADAM-20170329232705295 | https://www.assets.signify.com/is/content/PhilipsLighting/fp929001350302-pss-global | ADAM-20160303143655912 | https://www.assets.signify.com/is/image/PhilipsLighting/71b7c56fd7c243b49af2a5be00ded0c6 | [8 empty] | ADAM-20170328111319441 | https://www.docs.signify.com/assets/ies/ledspot_50w_gu10_922-927_36d-ies.ies | [8 empty] | ADAM-436ce1c8ceb748459a12adad018a917a | https://www.assets.signify.com/is/content/Signify/32d5efc541bc467c98daadad018a93de | ADAM-3f4159669d6b4efa85b3aa7d00c37e2d | https://www.assets.signify.com/is/content/PhilipsLighting/fp929001350302-gis-global |  |  |  |  | ADAM-71ba9b53b8f74ff8b134af18008823cc | https://www.assets.signify.com/is/content/Signify/981a4831942946e8bc14af1800882a0d | ADAM-13124142235548afbeb0af32007fd494 | https://www.assets.signify.com/is/content/Signify/97398daa33e24390871baf32007fdeac |  |  |  |  | F | 355 lumen |  | 922-927 ¦ CCT of 2200K-2700K | 90 | 2700 K | 4.9 W | 80.61 lm/W | 50 to 60 Hz |  | 355 lumen | 25000 hour(s) | 4.9 W | 0.8 |  | 50000 |  | 0.5 s | 50 W | https://www.lighting.philips.com/link/929001350302_EU/prd/aa/en
FP-929001350702 | CorePro LED PLC 4.5W 830 2P G24d-1 | 929001350702 | 2016-10-17 00:00:00 |  |  |  | 120 degree(s) | Tube, single-ended | G24D-1 ¦ G24d-1 | 3000 K | White (WH) |  | <lt/>6 | 34 mm | No | 5 kWh | 70 % |  |  | 138 mm | 0.5 s |  |  | -20 °C to 35 °C | [9 empty] | Yes | [63 empty] | ADAM-20170327065917922 | https://www.assets.signify.com/is/image/PhilipsLighting/58f3cc38108f448cb236a7430051b5f3 | ADAM-20170329232700044 | https://www.assets.signify.com/is/content/PhilipsLighting/fp929001350702-pss-global | ADAM-734110 | https://www.assets.signify.com/is/image/PhilipsLighting/056ec7ba3ce14bdd9d9ba55d017ecba8 |  |  | ADAM-ea8eab3fd61e42eb899dae9100c3729e | https://www.assets.signify.com/is/content/Signify/af5245b7e3e84a3cab54ae9100c37928 |  |  |  |  | ADAM-20170330064915001 | https://www.docs.signify.com/assets/ies/ledtube_100mm_5w_g24d-1_830_475lm-ies.ies | [8 empty] | ADAM-683c6e1f5dee45f7b776adaa00f7e01b | https://www.assets.signify.com/is/content/Signify/43324fe45cb94145b730adaa00f7e318 | ADAM-a10ebb48a4a648dbbae7aa7d00bc985a | https://www.assets.signify.com/is/content/PhilipsLighting/fp929001350702-gis-global |  |  |  |  | ADAM-9f601b3f3bb44b42925cafc700ebdd5f | https://www.assets.signify.com/is/content/Signify/527e8ade1d2042df8f79afc700ebdd5d | ADAM-a30741ec4d0840c8b5c4afcb00a92039 | https://www.assets.signify.com/is/content/Signify/bffe5bead48d45758098afcb00a92d41 |  |  |  |  | F | 475 lumen |  | 830 ¦ CCT of 3000K | 83 | 3000 K | 4.5 W | 105.00 lm/W | 50 to 60 Hz |  | 475 lumen | 30000 hour(s) | 4.5 W | 0.9 |  | 50000 |  | 0.5 s |  | https://www.lighting.philips.com/link/929001350702_EU/prd/aa/en
FP-929001350802 | CorePro LED PLC 4.5W 840 2P G24d-1 | 929001350802 | 2016-10-17 00:00:00 |  |  |  | 120 degree(s) | Tube, single-ended | G24D-1 ¦ G24d-1 | 4000 K | Cool White (CW) |  | <lt/>6 | 34 mm | No | 5 kWh | 70 % |  |  | 138 mm | 0.5 s |  |  | -20 °C to 35 °C | [9 empty] | Yes | [63 empty] | ADAM-20170327065917922 | https://www.assets.signify.com/is/image/PhilipsLighting/58f3cc38108f448cb236a7430051b5f3 | ADAM-20170329233456805 | https://www.assets.signify.com/is/content/PhilipsLighting/fp929001350802-pss-global | ADAM-734110 | https://www.assets.signify.com/is/image/PhilipsLighting/056ec7ba3ce14bdd9d9ba55d017ecba8 |  |  | ADAM-ea8eab3fd61e42eb899dae9100c3729e | https://www.assets.signify.com/is/content/Signify/af5245b7e3e84a3cab54ae9100c37928 |  |  |  |  | ADAM-20170330064916179 | https://www.docs.signify.com/assets/ies/ledtube_100mm_5w_g24d-1_840_500lm-ies.ies | [8 empty] | ADAM-df1643e1fbe34ee39a7badaa0106670d | https://www.assets.signify.com/is/content/Signify/80875b611a3a43b88235adaa01066839 | ADAM-53d27c8866074f8fb579aa7d00c24e57 | https://www.assets.signify.com/is/content/PhilipsLighting/fp929001350802-gis-global |  |  |  |  | ADAM-9f601b3f3bb44b42925cafc700ebdd5f | https://www.assets.signify.com/is/content/Signify/527e8ade1d2042df8f79afc700ebdd5d | ADAM-a30741ec4d0840c8b5c4afcb00a92039 | https://www.assets.signify.com/is/content/Signify/bffe5bead48d45758098afcb00a92d41 |  |  |  |  | F | 500 lumen |  | 840 ¦ CCT of 4000K | 83 | 4000 K | 4.5 W | 111.00 lm/W | 50 to 60 Hz |  | 500 lumen | 30000 hour(s) | 4.5 W | 0.9 |  | 50000 |  | 0.5 s |  | https://www.lighting.philips.com/link/929001350802_EU/prd/aa/en
FP-929001353602 | CorePro LED linear D 14-120W R7S 118 830 | 929001353602 | 2016-11-02 00:00:00 |  |  |  |  | Linear | R7S ¦ R7s | 3000 K | White (WH) | 75 mA | <lt/>6 | 29 mm | Yes | 14 kWh | 70 % |  |  | 118 mm | 0.5 s | [12 empty] | Yes | [63 empty] | ADAM-20170622115518407 | https://www.assets.signify.com/is/image/PhilipsLighting/9256d0d90523498ba11fa79a00a31022 | ADAM-20170707231326516 | https://www.assets.signify.com/is/content/PhilipsLighting/fp929001353602-pss-global | ADAM-733343 | https://www.assets.signify.com/is/image/PhilipsLighting/711a0de159c14788b7c2a545016124bb | [8 empty] | ADAM-20170801051116963 | https://www.docs.signify.com/assets/ies/ledlinear_14-120w_r7s_830_d-ies.ies | [8 empty] | ADAM-faeacd1fa90c4a87894dadab00cb71f2 | https://www.assets.signify.com/is/content/Signify/f4d22a6a12314c1689a6adab00cb742e | ADAM-77fdcce10c6a43f39107aa7d00c18a05 | https://www.assets.signify.com/is/content/PhilipsLighting/fp929001353602-gis-global |  |  |  |  | ADAM-c6d5fd0677f446dba50cae24010973ee | https://www.assets.signify.com/is/image/Signify/06066fb44949455fa911ae2401097896 | [6 empty] | D | 2000 lumen |  | 830 ¦ CCT of 3000K | 80 | 3000 K | 14 W | 142.86 lm/W | 50 to 60 Hz |  | 2000 lumen | 15000 hour(s) | 14 W | 0.8 |  | 50000 |  | 0.5 s | 120 W | https://www.lighting.philips.com/link/929001353602_EU/prd/aa/en
FP-929001353702 | CorePro LED linear D 14-120W R7S 118 840 | 929001353702 | 2016-11-02 00:00:00 |  |  |  |  | Linear | R7S ¦ R7s | 4000 K | Cool White (CW) | 75 mA | <lt/>6 | 29 mm | Yes | 14 kWh | 70 % |  |  | 118 mm | 0.5 s | [12 empty] | Yes | [63 empty] | ADAM-20170622115518407 | https://www.assets.signify.com/is/image/PhilipsLighting/9256d0d90523498ba11fa79a00a31022 | ADAM-20170707231511839 | https://www.assets.signify.com/is/content/PhilipsLighting/fp929001353702-pss-global | ADAM-733343 | https://www.assets.signify.com/is/image/PhilipsLighting/711a0de159c14788b7c2a545016124bb | [8 empty] | ADAM-20170801051117557 | https://www.docs.signify.com/assets/ies/ledlinear_14-120w_r7s_840_d-ies.ies | [8 empty] | ADAM-c5c84917251b4693ba28adab00cbf111 | https://www.assets.signify.com/is/content/Signify/403aaaf835624c24b766adab00cbf2b5 | ADAM-a74158e0e4934b5ea52aaa7d00b9ed16 | https://www.assets.signify.com/is/content/PhilipsLighting/fp929001353702-gis-global |  |  |  |  | ADAM-c6d5fd0677f446dba50cae24010973ee | https://www.assets.signify.com/is/image/Signify/06066fb44949455fa911ae2401097896 | [6 empty] | D | 2000 lumen |  | 840 ¦ CCT of 4000K | 80 | 4000 K | 14 W | 142.86 lm/W | 50 to 60 Hz |  | 2000 lumen | 15000 hour(s) | 14 W | 0.8 |  | 50000 |  | 0.5 s | 120 W | https://www.lighting.philips.com/link/929001353702_EU/prd/aa/en
FP-929001358541 | PILA LED GU10 350lm 120D 4000K ND | 929001358541 | 2022-06-30 00:00:00 | [13 empty] | 70 % | [80 empty] | ADAM-b3342da186d84dbe8dc9ad6e006ecf99 | https://www.assets.signify.com/is/image/Signify/19767046359d47a5acb6ad6e006ed041 | ADAM-6f2527fb0b014ae7a291af5d00299b98 | https://www.assets.signify.com/is/content/Signify/fp929001358541-pss-global | [20 empty] | ADAM-228c6832733b4ee3b060af5500967d22 | https://www.assets.signify.com/is/content/Signify/b6e51ef82a794ec49b1baf5500967e8c | [14 empty] | G | [18 empty] | https://www.lighting.philips.com/link/929001358541_EU/prd/aa/en
FP-929001358631 | PILA LED 500lm GU10 CW 120D ND 1CT/10 | 929001358631 | 2016-12-09 00:00:00 |  |  |  | 120 degree(s) | PAR16 ¦ PAR 2 inch/50mm | GU10 ¦ GU10 | 4000 K | Cool White (CW) | 42 mA | <lt/>6 | 50 mm | No | 5 kWh | 70 % |  |  | 58 mm | 0.4 s | No |  | -20 °C to 45 °C | [73 empty] | ADAM-ef4f7bbc63ee4a60a34fada200514c16 | https://www.assets.signify.com/is/image/Signify/0414ca6e5f764ab093ffada200514e15 | ADAM-8ececc302b224496a9bbad730092f867 | https://www.assets.signify.com/is/content/Signify/fp929001358631-pss-global | ADAM-571a0449874a4e3aaa39ada40133230a | https://www.assets.signify.com/is/image/Signify/0ee79d87b847422f963aada401332ead | [8 empty] | ADAM-c23f7a4e191149029057ada401334efb | https://www.docs.signify.com/assets/ies/ledspots_rca_5w_par16_gu10_840_120d-ies.ies | [8 empty] | ADAM-8f7ffc6f5d554542927faefc00a6336f | https://www.assets.signify.com/is/content/Signify/f6fb0a51f05d4234b9d1aefc00a635ee | ADAM-db91206bd809494eb40ead7300901980 | https://www.assets.signify.com/is/content/Signify/fp929001358631-gis-global | [12 empty] | F | 500 lumen |  | 840 ¦ CCT of 4000K | 80 | 4000 K | 4.9 W | 102 lm/W | 50 to 60 Hz |  | 500 lumen | 15000 hour(s) | 4.9 W | 0.4 |  | 30000 |  | 0.4 s | 42 W | https://www.lighting.philips.com/link/929001358631_EU/prd/aa/en
FP-929001364655 | MR11 GU10 3.5W-35W WW 36D 2700K SRT6 | 929001364655 | 2019-10-29 00:00:00 |  |  |  | 36 degree(s) | MR11 ¦ 1.375inch/35mm | GU10 ¦ GU10 | 2700 K | Warm White (WW) | 30 mA | <lt/>6 | 36 mm | No | 4 kWh | 70 % | 240 lumen | 450 cd | 50 mm | 0.5 s | Yes | [75 empty] | ADAM-20180119080257634 | https://www.assets.signify.com/is/image/Signify/3d924223eefd4d19a10ea86d00742b71 | ADAM-49641a26c2bb4d8d9b8bae78003f9ee5 | https://www.assets.signify.com/is/content/Signify/fp929001364655-pss-global | ADAM-9d64f20f0c0f40a791d5a959006dc8df | https://www.assets.signify.com/is/image/PhilipsLighting/23ab09b9f73c4864819ba959006dcc25 | [8 empty] | ADAM-eaf1fe413a3944ffae28ab7600df3981 | https://www.docs.signify.com/assets/ies/ledspots_3%2c5w_mr11_gu10_827_36d-ies.ies | [8 empty] | ADAM-bb71339e4a2d4c71a24aadad0188c3e5 | https://www.assets.signify.com/is/content/Signify/5ee3097981d84260990fadad0188c4e7 | ADAM-b6c1a770bd90428081a4ae770124eff2 | https://www.assets.signify.com/is/content/Signify/fp929001364655-gis-global | [12 empty] | G | 240 lumen |  | 827 ¦ CCT of 2700K | 80 | 2700 K | 3.5 W | 68 lm/W | 50 to 60 Hz |  | 240 lumen | 25000 hour(s) | 3.5 W | 0.4 | 25000 hour(s) | 50000 |  | 0.5 s | 35 W | https://www.lighting.philips.com/link/929001364655_EU/prd/aa/en
FP-929001371231 | PILA LED 65W GU10 CW 36D ND 1CT/10 | 929001371231 | 2016-12-09 00:00:00 |  |  |  | 36 degree(s) | PAR16 ¦ PAR 2 inch/50mm | GU10 ¦ GU10 | 4000 K | Cool White (CW) | 42 mA | <lt/>6 | 50 mm | No | 5 kWh | 70 % | 460 lumen | 850 cd | 56 mm | 0.4 s | Yes |  | -20 °C to 45 °C | [73 empty] | ADAM-4d4c5cf9b1fb4ea9aed2ad6d010cbf6c | https://www.assets.signify.com/is/image/Signify/e4f890f9f7e34bce8b46ad6d010cc038 | ADAM-20d31c0f6d66494eae38ad7300945ee6 | https://www.assets.signify.com/is/content/Signify/fp929001371231-pss-global | [20 empty] | ADAM-e9a7ad5c31344439b82caefc00a6cc22 | https://www.assets.signify.com/is/content/Signify/fa2e068bff764e338937aefc00a6d07b | ADAM-5ea7a20ab59741b49603ad73009032f7 | https://www.assets.signify.com/is/content/Signify/fp929001371231-gis-global | [12 empty] | E | 460 lumen |  | 840 ¦ CCT of 4000K | 80 | 4000 K | 4.9 W | 93 lm/W | 50 to 60 Hz |  | 460 lumen | 15000 hour(s) | 4.9 W | 0.4 |  | 30000 |  | 0.4 s | 65 W | https://www.lighting.philips.com/link/929001371231_EU/prd/aa/en
FP-929001372031 | PILA LED 500lm GU10 WW 120D ND 1CT/10 | 929001372031 | 2016-12-09 00:00:00 |  |  |  | 120 degree(s) | PAR16 ¦ PAR 2 inch/50mm | GU10 ¦ GU10 | 2700 K | Warm White (WW) | 42 mA | <lt/>6 | 50 mm | No | 5 kWh | 70 % |  |  | 58 mm | 0.4 s | No |  | -20 °C to 45 °C | [73 empty] | ADAM-ef4f7bbc63ee4a60a34fada200514c16 | https://www.assets.signify.com/is/image/Signify/0414ca6e5f764ab093ffada200514e15 | ADAM-2ddd6ad2eb5c4cf5affaad7300951c32 | https://www.assets.signify.com/is/content/Signify/fp929001372031-pss-global | ADAM-571a0449874a4e3aaa39ada40133230a | https://www.assets.signify.com/is/image/Signify/0ee79d87b847422f963aada401332ead | [8 empty] | ADAM-7b40d81afe644f6bbf27ada401334ca3 | https://www.docs.signify.com/assets/ies/ledspots_rca_5%2c5w_par16_gu10_827_120d-ies.ies | [8 empty] | ADAM-4195d3993be64a2c9557aefc00a74d30 | https://www.assets.signify.com/is/content/Signify/49fe609edd494895a5cfaefc00a75179 | ADAM-b2bba8052f2b44c6b016ad7300902064 | https://www.assets.signify.com/is/content/Signify/fp929001372031-gis-global | [12 empty] | F | 500 lumen |  | 827 ¦ CCT of 2700K | 80 | 2700 K | 4.9 W | 102 lm/W | 50 to 60 Hz |  | 500 lumen | 15000 hour(s) | 4.9 W | 0.4 |  | 30000 |  | 0.4 s | 42 W | https://www.lighting.philips.com/link/929001372031_EU/prd/aa/en
FP-929001381502 | CorePro LED PLL HF 16.5W 830 4P 2G11 | 929001381502 | 2017-01-12 00:00:00 |  |  |  | 160 degree(s) | Tube, single-ended | 2G11 ¦ 2G11 | 3000 K | White (WH) |  | <lt/>6 | 43.6 mm | No | 17 kWh | 70 % |  |  | 411.6 mm | 0.5 s |  |  | -20 °C to 45 °C | [9 empty] | Yes | [63 empty] | ADAM-20170622115517256 | https://www.assets.signify.com/is/image/Signify/117c666a16564f8c98b4a79a00a308c5 | ADAM-20170705235202471 | https://www.assets.signify.com/is/content/PhilipsLighting/fp929001381502-pss-global | ADAM-20170705075720949 | https://www.assets.signify.com/is/image/Signify/0286217dacb246279413a7a70061abcb |  |  | ADAM-3cee9d629c754d09b2c6ae9100c388b1 | https://www.assets.signify.com/is/content/Signify/2303ded108d54147a8e7ae9100c38bb3 |  |  |  |  | ADAM-20170627094231021 | https://www.docs.signify.com/assets/ies/ledtube_plc_400mm_16-5w_2g11_830_2000lm-ies.ies | [8 empty] | ADAM-f223ca6653374ac18622adaa01242b00 | https://www.assets.signify.com/is/content/Signify/a6c22fc2057a481dab85adaa01242bd7 | ADAM-b1d3e3c5f8b841a88c19aa7d00c0bf5a | https://www.assets.signify.com/is/content/PhilipsLighting/fp929001381502-gis-global |  |  |  |  | ADAM-bc64fa1e23cb45498637afbe00a9578b | https://www.assets.signify.com/is/content/Signify/2a04269657964644bc7dafbe00a95788 | [6 empty] | E | 2000 lumen |  | 830 ¦ CCT of 3000K | 83 | 3000 K | 16.5 W | 121.00 lm/W | 39000-71000 Hz |  | 2000 lumen | 30000 hour(s) | 16.5 W | 0.9 |  | 50000 |  | 0.5 s |  | https://www.lighting.philips.com/link/929001381502_EU/prd/aa/en
FP-929001381602 | CorePro LED PLL HF 16.5W 840 4P 2G11 | 929001381602 | 2017-01-12 00:00:00 |  |  |  | 160 degree(s) | Tube, single-ended | 2G11 ¦ 2G11 | 4000 K | Cool White (CW) |  | <lt/>6 | 43.6 mm | No | 17 kWh | 70 % |  |  | 411.6 mm | 0.5 s |  |  | -20 °C to 45 °C | [9 empty] | Yes | [63 empty] | ADAM-20170622115517256 | https://www.assets.signify.com/is/image/Signify/117c666a16564f8c98b4a79a00a308c5 | ADAM-20170706000326491 | https://www.assets.signify.com/is/content/PhilipsLighting/fp929001381602-pss-global | ADAM-20170705075720949 | https://www.assets.signify.com/is/image/Signify/0286217dacb246279413a7a70061abcb |  |  | ADAM-3cee9d629c754d09b2c6ae9100c388b1 | https://www.assets.signify.com/is/content/Signify/2303ded108d54147a8e7ae9100c38bb3 |  |  |  |  | ADAM-20170627094230507 | https://www.docs.signify.com/assets/ies/ledtube_plc_400mm_16-5w_2g11_840_2100lm-ies.ies | [8 empty] | ADAM-55d2b9864b1a44f4a171adaa00eae3f9 | https://www.assets.signify.com/is/content/Signify/70f86d2e95694854b0d5adaa00eae68e | ADAM-7d0e09a04adb4d29b116aa7d00bba73a | https://www.assets.signify.com/is/content/PhilipsLighting/fp929001381602-gis-global |  |  |  |  | ADAM-bc64fa1e23cb45498637afbe00a9578b | https://www.assets.signify.com/is/content/Signify/2a04269657964644bc7dafbe00a95788 | [6 empty] | E | 2100 lumen |  | 840 ¦ CCT of 4000K | 83 | 4000 K | 16.5 W | 127.00 lm/W | 39000-71000 Hz |  | 2100 lumen | 30000 hour(s) | 16.5 W | 0.9 |  | 50000 |  | 0.5 s |  | https://www.lighting.philips.com/link/929001381602_EU/prd/aa/en
FP-929001387362 | CorePro LEDBulbND 7-60W E27 WW A60 CL G | 929001387362 | 2021-02-19 00:00:00 |  |  |  |  | A60 ¦ A 60mm | E27 ¦ E27 | 2700 K | Warm White (WW) | 60 mA | <lt/>6 | 60 mm | No | 7 kWh | 70 % |  |  | 106 mm | 0.5 s | [12 empty] | Yes | [63 empty] | ADAM-bdb1d70f064f4330b912aceb011b2487 | https://www.assets.signify.com/is/image/Signify/134c128a5e144cdf9d9eaceb011b263d | ADAM-1a2892c5aee74b998b89ad78006888ed | https://www.assets.signify.com/is/content/Signify/fp929001387362-pss-global | ADAM-712055 | https://www.assets.signify.com/is/image/PhilipsLighting/35708532406a4d8b9010a5020019d482 | [8 empty] | ADAM-20170627094226762 | https://www.docs.signify.com/assets/ies/ledbulb_60w_e27_827_cl_a60_nd-ies.ies | [8 empty] | ADAM-7e395f019df149b3b689adad00e38dbd | https://www.assets.signify.com/is/content/Signify/99833e6b4d4742209c75adad00e390c7 | ADAM-9ac309fda21f48ff90baad7f00e9b918 | https://www.assets.signify.com/is/content/Signify/fp929001387362-gis-global | [12 empty] | E | 806 lumen |  | 827 ¦ CCT of 2700K | 80 | 2700 K | 7 W | 115 lm/W | 50 to 60 Hz |  | 806 lumen | 15000 hour(s) | 7 W | 0.51 |  | 20000 |  | 0.5 s | 60 W | https://www.lighting.philips.com/link/929001387362_EU/prd/aa/en
FP-929001387692 | CorePro LEDBulbND 7-60W E27 ST64 827CL G | 929001387692 | 2020-12-15 00:00:00 |  |  |  |  | ST64 | E27 ¦ E27 | 2700 K | Warm White (WW) | 60 mA | <lt/>6 | 64 mm | No | 7 kWh | 70 % |  |  | 140 mm | 0.5 s | [12 empty] | Yes | [63 empty] | ADAM-20170622115422049 | https://www.assets.signify.com/is/image/PhilipsLighting/b2cdbc13e9844d76bd07a79a00a2d27a | ADAM-1b9cd901eca84d438dcdad780065ae89 | https://www.assets.signify.com/is/content/Signify/fp929001387692-pss-global | ADAM-712056 | https://www.assets.signify.com/is/image/PhilipsLighting/a453254a1eb147c0aa64a5020019d607 | [8 empty] | ADAM-20170627094225748 | https://www.docs.signify.com/assets/ies/ledbulb_60w_e27_827_cl_st64_nd-ies.ies | [8 empty] | ADAM-32c3676d3eff454380e4adad00da953c | https://www.assets.signify.com/is/content/Signify/d9f8ecaec1474fe396b4adad00da9773 | ADAM-5ca11b291ae647ef8b95ad7f00e85a2e | https://www.assets.signify.com/is/content/Signify/fp929001387692-gis-global | [12 empty] | E | 806 lumen |  | 827 ¦ CCT of 2700K | 80 | 2700 K | 7 W | 115.00 lm/W | 50 to 60 Hz |  | 806 lumen | 15000 hour(s) | 7 W | 0.51 |  | 20000 |  | 0.5 s | 60 W | https://www.lighting.philips.com/link/929001387692_EU/prd/aa/en
FP-929001387992 | CorePro LEDBulbND 7-60W E27 G93 827 CL G | 929001387992 | 2020-12-15 00:00:00 |  |  |  |  | G93 ¦ G 93mm | E27 ¦ E27 | 2700 K | Warm White (WW) | 60 mA | <lt/>6 | 95 mm | No | 7 kWh | 70 % |  |  | 140 mm | 0.5 s | [12 empty] | Yes | [63 empty] | ADAM-20170622115421686 | https://www.assets.signify.com/is/image/PhilipsLighting/57859663dbf0408494d6a79a00a2cf2d | ADAM-634d38266a514b82a1baad780068dfc0 | https://www.assets.signify.com/is/content/Signify/fp929001387992-pss-global | ADAM-20160715150549046 | https://www.assets.signify.com/is/image/PhilipsLighting/fef5f6fb244d40acad35a64400d7644f | [8 empty] | ADAM-20170627094224869 | https://www.docs.signify.com/assets/ies/ledbulb_60w_e27_827_cl_g93_nd-ies.ies | [8 empty] | ADAM-79833c0fdffc4bdf936badad00cc18cc | https://www.assets.signify.com/is/content/Signify/3e4cb51fabf14ebb9e7eadad00cc1a5b | ADAM-3f69899a9258450a8fb2ad7f00e43063 | https://www.assets.signify.com/is/content/Signify/fp929001387992-gis-global | [12 empty] | E | 806 lumen |  | 827 ¦ CCT of 2700K | 80 | 2700 K | 7 W | 115.00 lm/W | 50 to 60 Hz |  | 806 lumen | 15000 hour(s) | 7 W | 0.51 |  | 20000 |  | 0.5 s | 60 W | https://www.lighting.philips.com/link/929001387992_EU/prd/aa/en
FP-929001390702 | MAS LEDtube HF 600mm HE 8W 830 T5 | 929001390702 | 2017-01-19 00:00:00 |  |  |  | 200 degree(s) | Tube, double-ended | G5 ¦ G5 | 3000 K | White (WH) |  | <lt/>6 | 19 mm | Yes - Check ballast compatibility | 8 kWh | 70 % |  |  | 563 mm | 0.5 s |  |  | -20 °C to 45 °C | [9 empty] | Yes | [63 empty] | ADAM-20170320090215363 | https://www.assets.signify.com/is/image/Signify/4493d79c500a4f3db688a73c006db776 | ADAM-20170705235535481 | https://www.assets.signify.com/is/content/PhilipsLighting/fp929001390702-pss-global | ADAM-20161212150217384 | https://www.assets.signify.com/is/image/PhilipsLighting/6eba304c25944252a4f1a6da00e6dcc0 |  |  | ADAM-26491c9f11bb48bcb71cae7600a04df9 | https://www.assets.signify.com/is/content/Signify/400a017770dc4e1092d6ae7600a04fe7 |  |  |  |  | ADAM-20170627094224472 | https://www.docs.signify.com/assets/ies/ledtube_600mm_8w_g5_830_1000lm-ies.ies | [8 empty] | ADAM-7bcfb19839434b75a9a4afa50091c579 | https://www.assets.signify.com/is/content/Signify/b5c18d10f2104c319abfafa50091c7f5 | ADAM-4222216e8a8d4b6d8c46aa7d00bb43dc | https://www.assets.signify.com/is/content/PhilipsLighting/fp929001390702-gis-global |  |  |  |  | ADAM-2ece555efbbf4aefbb3caf18008818e3 | https://www.assets.signify.com/is/content/Signify/e2eb215900ac42b5a6fbaf180088204b | ADAM-309636f24cfc4864b058a9cb009d7911;ADAM-dd5b1cb345fa4da8bcdcaf32007fbb42;ADAM-731bc415f50643bfb162afb1005f46bf | https://www.assets.signify.com/is/content/PhilipsLighting/b2c46da35c8942ebbb1fa9cb009d8ce0;https://www.assets.signify.com/is/content/Signify/31ac9375c9ba48fe9dadaf32007fc97e;https://www.assets.signify.com/is/content/Signify/b3f45ed33c824d508503afb1005f4a1f |  |  |  |  | E | 1000 lumen |  | 830 ¦ CCT of 3000K | 80 | 3000 K | 8 W | 125.00 lm/W | 30K to 100K Hz |  | 1000 lumen | 60000 hour(s) | 8 W | 0.92 |  | 50000 |  | 0.5 s |  | https://www.lighting.philips.com/link/929001390702_EU/prd/aa/en
FP-929001390802 | MAS LEDtube HF 600mm HE 8W 840 T5 | 929001390802 | 2017-01-19 00:00:00 |  |  |  | 200 degree(s) | Tube, double-ended | G5 ¦ G5 | 4000 K | Cool White (CW) |  | <lt/>6 | 19 mm | Yes - Check ballast compatibility | 8 kWh | 70 % |  |  | 563 mm | 0.5 s |  |  | -20 °C to 45 °C | [9 empty] | Yes | [63 empty] | ADAM-20170320090215363 | https://www.assets.signify.com/is/image/Signify/4493d79c500a4f3db688a73c006db776 | ADAM-20170705234922899 | https://www.assets.signify.com/is/content/PhilipsLighting/fp929001390802-pss-global | ADAM-20161212150217384 | https://www.assets.signify.com/is/image/PhilipsLighting/6eba304c25944252a4f1a6da00e6dcc0 |  |  | ADAM-26491c9f11bb48bcb71cae7600a04df9 | https://www.assets.signify.com/is/content/Signify/400a017770dc4e1092d6ae7600a04fe7 |  |  |  |  | ADAM-20170627094223948 | https://www.docs.signify.com/assets/ies/ledtube_600mm_8w_g5_840_1050lm-ies.ies | [8 empty] | ADAM-4faaa76f9a3b4f098350afa50091fe29 | https://www.assets.signify.com/is/content/Signify/ead6fd7e162944d691feafa50092005d | ADAM-f5e156e30a824f75b1ffaa7d00bb6d38 | https://www.assets.signify.com/is/content/PhilipsLighting/fp929001390802-gis-global |  |  |  |  | ADAM-2ece555efbbf4aefbb3caf18008818e3 | https://www.assets.signify.com/is/content/Signify/e2eb215900ac42b5a6fbaf180088204b | ADAM-309636f24cfc4864b058a9cb009d7911;ADAM-dd5b1cb345fa4da8bcdcaf32007fbb42;ADAM-731bc415f50643bfb162afb1005f46bf | https://www.assets.signify.com/is/content/PhilipsLighting/b2c46da35c8942ebbb1fa9cb009d8ce0;https://www.assets.signify.com/is/content/Signify/31ac9375c9ba48fe9dadaf32007fc97e;https://www.assets.signify.com/is/content/Signify/b3f45ed33c824d508503afb1005f4a1f |  |  |  |  | E | 1050 lumen |  | 840 ¦ CCT of 4000K | 80 | 4000 K | 8 W | 131 lm/W | 30K to 100K Hz |  | 1050 lumen | 60000 hour(s) | 8 W | 0.92 |  | 50000 |  | 0.5 s |  | https://www.lighting.philips.com/link/929001390802_EU/prd/aa/en
FP-929001390902 | MAS LEDtube HF 600mm HE 8W 865 T5 | 929001390902 | 2017-01-19 00:00:00 |  |  |  | 200 degree(s) | Tube, double-ended | G5 ¦ G5 | 6500 K | Cool Daylight |  | <lt/>6 | 19 mm | Yes - Check ballast compatibility | 8 kWh | 70 % |  |  | 563 mm | 0.5 s |  |  | -20 °C to 45 °C | [9 empty] | Yes | [63 empty] | ADAM-20170320090215363 | https://www.assets.signify.com/is/image/Signify/4493d79c500a4f3db688a73c006db776 | ADAM-20170705234711205 | https://www.assets.signify.com/is/content/PhilipsLighting/fp929001390902-pss-global | ADAM-20161212150217384 | https://www.assets.signify.com/is/image/PhilipsLighting/6eba304c25944252a4f1a6da00e6dcc0 |  |  | ADAM-26491c9f11bb48bcb71cae7600a04df9 | https://www.assets.signify.com/is/content/Signify/400a017770dc4e1092d6ae7600a04fe7 |  |  |  |  | ADAM-20170627094223501 | https://www.docs.signify.com/assets/ies/ledtube_600mm_8w_g5_865_1050lm-ies.ies | [8 empty] | ADAM-59ace56f451d42df8b06afa50092367c | https://www.assets.signify.com/is/content/Signify/960e533d83f94df39c86afa500923778 | ADAM-ff330027b1e1468a8a3faa7d00ba2a7c | https://www.assets.signify.com/is/content/PhilipsLighting/fp929001390902-gis-global |  |  |  |  | ADAM-2ece555efbbf4aefbb3caf18008818e3 | https://www.assets.signify.com/is/content/Signify/e2eb215900ac42b5a6fbaf180088204b | ADAM-309636f24cfc4864b058a9cb009d7911;ADAM-dd5b1cb345fa4da8bcdcaf32007fbb42;ADAM-731bc415f50643bfb162afb1005f46bf | https://www.assets.signify.com/is/content/PhilipsLighting/b2c46da35c8942ebbb1fa9cb009d8ce0;https://www.assets.signify.com/is/content/Signify/31ac9375c9ba48fe9dadaf32007fc97e;https://www.assets.signify.com/is/content/Signify/b3f45ed33c824d508503afb1005f4a1f |  |  |  |  | E | 1050 lumen |  | 865 ¦ CCT of 6500K | 80 | 6500 K | 8 W | 131 lm/W | 30K to 100K Hz |  | 1050 lumen | 60000 hour(s) | 8 W | 0.92 |  | 50000 |  | 0.5 s |  | https://www.lighting.philips.com/link/929001390902_EU/prd/aa/en
FP-929001391002 | MAS LEDtube HF 1200mm HE 16.5W 830 T5 | 929001391002 | 2017-01-19 00:00:00 |  |  |  | 200 degree(s) | Tube, double-ended | G5 ¦ G5 | 3000 K | White (WH) |  | <lt/>6 | 19 mm | Yes - Check ballast compatibility | 17 kWh | 70 % |  |  | 1163 mm | 0.5 s |  |  | -20 °C to 45 °C | [9 empty] | Yes | [63 empty] | ADAM-20170320090215363 | https://www.assets.signify.com/is/image/Signify/4493d79c500a4f3db688a73c006db776 | ADAM-20170705234618114 | https://www.assets.signify.com/is/content/PhilipsLighting/fp929001391002-pss-global | ADAM-20161212150217384 | https://www.assets.signify.com/is/image/PhilipsLighting/6eba304c25944252a4f1a6da00e6dcc0 |  |  | ADAM-26491c9f11bb48bcb71cae7600a04df9 | https://www.assets.signify.com/is/content/Signify/400a017770dc4e1092d6ae7600a04fe7 |  |  |  |  | ADAM-20170627094222983 | https://www.docs.signify.com/assets/ies/ledtube_1200mm_16-5w_g5_830_2300lm-ies.ies | [8 empty] | ADAM-1e914fa00de74210a264afa500b30196 | https://www.assets.signify.com/is/content/Signify/e534290a56404f66b962afa500b303fc | ADAM-625eb9f2a2054cc2b8caaa7d00bae31d | https://www.assets.signify.com/is/content/PhilipsLighting/fp929001391002-gis-global |  |  |  |  | ADAM-2ece555efbbf4aefbb3caf18008818e3 | https://www.assets.signify.com/is/content/Signify/e2eb215900ac42b5a6fbaf180088204b | ADAM-309636f24cfc4864b058a9cb009d7911;ADAM-dd5b1cb345fa4da8bcdcaf32007fbb42;ADAM-731bc415f50643bfb162afb1005f46bf | https://www.assets.signify.com/is/content/PhilipsLighting/b2c46da35c8942ebbb1fa9cb009d8ce0;https://www.assets.signify.com/is/content/Signify/31ac9375c9ba48fe9dadaf32007fc97e;https://www.assets.signify.com/is/content/Signify/b3f45ed33c824d508503afb1005f4a1f |  |  |  |  | E | 2300 lumen |  | 830 ¦ CCT of 3000K | 80 | 3000 K | 16.5 W | 139.00 lm/W | 30K to 100K Hz |  | 2300 lumen | 60000 hour(s) | 16.5 W | 0.92 |  | 50000 |  | 0.5 s |  | https://www.lighting.philips.com/link/929001391002_EU/prd/aa/en
FP-929001391102 | MAS LEDtube HF 1200mm HE 16.5W 840 T5 | 929001391102 | 2017-01-19 00:00:00 |  |  |  | 200 degree(s) | Tube, double-ended | G5 ¦ G5 | 4000 K | Cool White (CW) |  | <lt/>6 | 19 mm | Yes - Check ballast compatibility | 17 kWh | 70 % |  |  | 1163 mm | 0.5 s |  |  | -20 °C to 45 °C | [9 empty] | Yes | [63 empty] | ADAM-20170320090215363 | https://www.assets.signify.com/is/image/Signify/4493d79c500a4f3db688a73c006db776 | ADAM-20170706000256408 | https://www.assets.signify.com/is/content/PhilipsLighting/fp929001391102-pss-global | ADAM-20161212150217384 | https://www.assets.signify.com/is/image/PhilipsLighting/6eba304c25944252a4f1a6da00e6dcc0 |  |  | ADAM-26491c9f11bb48bcb71cae7600a04df9 | https://www.assets.signify.com/is/content/Signify/400a017770dc4e1092d6ae7600a04fe7 |  |  |  |  | ADAM-20170627094222563 | https://www.docs.signify.com/assets/ies/ledtube_1200mm_16-5w_g5_840_2500lm-ies.ies | [8 empty] | ADAM-9acd56f22e5142b38c51afa500b341c8 | https://www.assets.signify.com/is/content/Signify/f0a1d96e93414830b6f5afa500b342a0 | ADAM-509fb0969bcf4dd0a828aa7d00bcbf28 | https://www.assets.signify.com/is/content/PhilipsLighting/fp929001391102-gis-global |  |  |  |  | ADAM-2ece555efbbf4aefbb3caf18008818e3 | https://www.assets.signify.com/is/content/Signify/e2eb215900ac42b5a6fbaf180088204b | ADAM-309636f24cfc4864b058a9cb009d7911;ADAM-dd5b1cb345fa4da8bcdcaf32007fbb42;ADAM-731bc415f50643bfb162afb1005f46bf | https://www.assets.signify.com/is/content/PhilipsLighting/b2c46da35c8942ebbb1fa9cb009d8ce0;https://www.assets.signify.com/is/content/Signify/31ac9375c9ba48fe9dadaf32007fc97e;https://www.assets.signify.com/is/content/Signify/b3f45ed33c824d508503afb1005f4a1f |  |  |  |  | D | 2500 lumen |  | 840 ¦ CCT of 4000K | 80 | 4000 K | 16.5 W | 151 lm/W | 30K to 100K Hz |  | 2500 lumen | 60000 hour(s) | 16.5 W | 0.92 |  | 50000 |  | 0.5 s |  | https://www.lighting.philips.com/link/929001391102_EU/prd/aa/en
FP-929001391202 | MAS LEDtube HF 1200mm HE 16.5W 865 T5 | 929001391202 | 2017-01-19 00:00:00 |  |  |  | 200 degree(s) | Tube, double-ended | G5 ¦ G5 | 6500 K | Cool Daylight |  | <lt/>6 | 19 mm | Yes - Check ballast compatibility | 17 kWh | 70 % |  |  | 1163 mm | 0.5 s |  |  | -20 °C to 45 °C | [9 empty] | Yes | [63 empty] | ADAM-20170320090215363 | https://www.assets.signify.com/is/image/Signify/4493d79c500a4f3db688a73c006db776 | ADAM-20170705234543676 | https://www.assets.signify.com/is/content/PhilipsLighting/fp929001391202-pss-global | ADAM-20161212150217384 | https://www.assets.signify.com/is/image/PhilipsLighting/6eba304c25944252a4f1a6da00e6dcc0 |  |  | ADAM-26491c9f11bb48bcb71cae7600a04df9 | https://www.assets.signify.com/is/content/Signify/400a017770dc4e1092d6ae7600a04fe7 |  |  |  |  | ADAM-20170627094222061 | https://www.docs.signify.com/assets/ies/ledtube_1200mm_16-5w_g5_865_2500lm-ies.ies | [8 empty] | ADAM-2f0c0ec4911b4f00b829afa500b3785c | https://www.assets.signify.com/is/content/Signify/0d880b0d00a44240bb19afa500b37966 | ADAM-462ecc4711324bf7949baa7d00c26f60 | https://www.assets.signify.com/is/content/PhilipsLighting/fp929001391202-gis-global |  |  |  |  | ADAM-2ece555efbbf4aefbb3caf18008818e3 | https://www.assets.signify.com/is/content/Signify/e2eb215900ac42b5a6fbaf180088204b | ADAM-309636f24cfc4864b058a9cb009d7911;ADAM-dd5b1cb345fa4da8bcdcaf32007fbb42;ADAM-731bc415f50643bfb162afb1005f46bf | https://www.assets.signify.com/is/content/PhilipsLighting/b2c46da35c8942ebbb1fa9cb009d8ce0;https://www.assets.signify.com/is/content/Signify/31ac9375c9ba48fe9dadaf32007fc97e;https://www.assets.signify.com/is/content/Signify/b3f45ed33c824d508503afb1005f4a1f |  |  |  |  | D | 2500 lumen |  | 865 ¦ CCT of 6500K | 80 | 6500 K | 16.5 W | 151 lm/W | 30K to 100K Hz |  | 2500 lumen | 60000 hour(s) | 16.5 W | 0.92 |  | 50000 |  | 0.5 s |  | https://www.lighting.philips.com/link/929001391202_EU/prd/aa/en
FP-929001391302 | MAS LEDtube HF 1500mm HE 20W 830 T5 | 929001391302 | 2017-01-19 00:00:00 |  |  |  | 200 degree(s) | Tube, double-ended | G5 ¦ G5 | 3000 K | White (WH) |  | <lt/>6 | 19 mm | Yes - Check ballast compatibility | 20 kWh | 70 % |  |  | 1463 mm | 0.5 s |  |  | -20 °C to 45 °C | [9 empty] | Yes | [63 empty] | ADAM-20170320090215363 | https://www.assets.signify.com/is/image/Signify/4493d79c500a4f3db688a73c006db776 | ADAM-20170706000253024 | https://www.assets.signify.com/is/content/PhilipsLighting/fp929001391302-pss-global | ADAM-20161212150217384 | https://www.assets.signify.com/is/image/PhilipsLighting/6eba304c25944252a4f1a6da00e6dcc0 |  |  | ADAM-26491c9f11bb48bcb71cae7600a04df9 | https://www.assets.signify.com/is/content/Signify/400a017770dc4e1092d6ae7600a04fe7 |  |  |  |  | ADAM-20170627094221654 | https://www.docs.signify.com/assets/ies/ledtube_1500mm_20w_g5_830_2800lm-ies.ies | [8 empty] | ADAM-8fe7f33e182d46c59485afa500b3b68d | https://www.assets.signify.com/is/content/Signify/ae29414ff62d403aa95fafa500b3b795 | ADAM-a74be77e9d214b58b3dbaa7d00bbf55e | https://www.assets.signify.com/is/content/PhilipsLighting/fp929001391302-gis-global |  |  |  |  | ADAM-2ece555efbbf4aefbb3caf18008818e3 | https://www.assets.signify.com/is/content/Signify/e2eb215900ac42b5a6fbaf180088204b | ADAM-309636f24cfc4864b058a9cb009d7911;ADAM-dd5b1cb345fa4da8bcdcaf32007fbb42;ADAM-731bc415f50643bfb162afb1005f46bf | https://www.assets.signify.com/is/content/PhilipsLighting/b2c46da35c8942ebbb1fa9cb009d8ce0;https://www.assets.signify.com/is/content/Signify/31ac9375c9ba48fe9dadaf32007fc97e;https://www.assets.signify.com/is/content/Signify/b3f45ed33c824d508503afb1005f4a1f |  |  |  |  | E | 2800 lumen |  | 830 ¦ CCT of 3000K | 80 | 3000 K | 20 W | 140.00 lm/W | 30K to 100K Hz |  | 2800 lumen | 60000 hour(s) | 20 W | 0.92 |  | 50000 |  | 0.5 s |  | https://www.lighting.philips.com/link/929001391302_EU/prd/aa/en
FP-929001391402 | MAS LEDtube HF 1500mm HE 20W 840 T5 | 929001391402 | 2017-01-19 00:00:00 |  |  |  | 200 degree(s) | Tube, double-ended | G5 ¦ G5 | 4000 K | Cool White (CW) |  | <lt/>6 | 19 mm | Yes - Check ballast compatibility | 20 kWh | 70 % |  |  | 1463 mm | 0.5 s |  |  | -20 °C to 45 °C | [9 empty] | Yes | [63 empty] | ADAM-20170320090215363 | https://www.assets.signify.com/is/image/Signify/4493d79c500a4f3db688a73c006db776 | ADAM-20170705234713199 | https://www.assets.signify.com/is/content/PhilipsLighting/fp929001391402-pss-global | ADAM-20161212150217384 | https://www.assets.signify.com/is/image/PhilipsLighting/6eba304c25944252a4f1a6da00e6dcc0 |  |  | ADAM-26491c9f11bb48bcb71cae7600a04df9 | https://www.assets.signify.com/is/content/Signify/400a017770dc4e1092d6ae7600a04fe7 |  |  |  |  | ADAM-20170627094221193 | https://www.docs.signify.com/assets/ies/ledtube_1500mm_20w_g5_840_3000lm-ies.ies | [8 empty] | ADAM-9c48b31b17fd43bf8d79afa500b408b9 | https://www.assets.signify.com/is/content/Signify/653eef3c974549bda0deafa500b409a7 | ADAM-a8e63ce716b7471bb985aa7d00bde9b1 | https://www.assets.signify.com/is/content/PhilipsLighting/fp929001391402-gis-global |  |  |  |  | ADAM-2ece555efbbf4aefbb3caf18008818e3 | https://www.assets.signify.com/is/content/Signify/e2eb215900ac42b5a6fbaf180088204b | ADAM-309636f24cfc4864b058a9cb009d7911;ADAM-dd5b1cb345fa4da8bcdcaf32007fbb42;ADAM-731bc415f50643bfb162afb1005f46bf | https://www.assets.signify.com/is/content/PhilipsLighting/b2c46da35c8942ebbb1fa9cb009d8ce0;https://www.assets.signify.com/is/content/Signify/31ac9375c9ba48fe9dadaf32007fc97e;https://www.assets.signify.com/is/content/Signify/b3f45ed33c824d508503afb1005f4a1f |  |  |  |  | D | 3000 lumen |  | 840 ¦ CCT of 4000K | 80 | 4000 K | 20 W | 150 lm/W | 30K to 100K Hz |  | 3000 lumen | 60000 hour(s) | 20 W | 0.92 |  | 50000 |  | 0.5 s |  | https://www.lighting.philips.com/link/929001391402_EU/prd/aa/en
FP-929001393132 | MAS LEDtube HF 600mm HO 8W830 T8 | 929001393132 | 2022-02-08 00:00:00 |  |  |  | 160 degree(s) | Tube, double-ended | G13 ROT (Rotating) ¦ Medium Bi-Pin Fluorescent | 3000 K | White (WH) |  | <lt/>6 | 28 mm | No | 8 kWh | 70 % |  |  | 603 mm | 0.5 s |  |  | -20 °C to 45 °C | [9 empty] | Yes | [63 empty] | ADAM-c3a7ab16807349b69832a8d50029d29e | https://www.assets.signify.com/is/image/PhilipsLighting/1916fa8966e44735b19ba8d50029d520 | ADAM-e0e7a8f48e254b0e8d7faeeb008e57c3 | https://www.assets.signify.com/is/content/Signify/fp929001393132-pss-global | ADAM-20161212150217384 | https://www.assets.signify.com/is/image/PhilipsLighting/6eba304c25944252a4f1a6da00e6dcc0 |  |  | ADAM-56dd0fec6a0640bc8495ae7600a046e6 | https://www.assets.signify.com/is/content/Signify/b39c3a3900824484bce6ae7600a04b06 |  |  |  |  | ADAM-668d0dd7321443d3ad38a89100794300 | https://www.docs.signify.com/assets/ies/ledtube_600mm_8w_g13_830_1000lm-ies.ies | [8 empty] | ADAM-a24d414dacf34c35bcd5aeb0008af01d | https://www.assets.signify.com/is/content/Signify/fa4e83e52e9b4230a053aeb0008af0fe | ADAM-f393a0977c4440efb380af0000a91afc | https://www.assets.signify.com/is/content/Signify/fp929001393132-gis-global |  |  |  |  | ADAM-94a3b4c54dd748bbaec6a8a50111bd19 | https://www.assets.signify.com/is/content/PhilipsLighting/073a2e8e138a486cb095a8a50111c027 | ADAM-20171115114431335 | https://www.assets.signify.com/is/content/PhilipsLighting/2110ae85754b40d9a118a82c00b10611 |  |  |  |  | E | 1000 lumen |  | 830 ¦ CCT of 3000K | 80 | 3000 K | 8 W | 125 lm/W | 20000-120000 Hz |  | 1000 lumen | 75000 hour(s) | 8 W | 0.9 |  | 50000 |  | 0.5 s |  | https://www.lighting.philips.com/link/929001393132_EU/prd/aa/en
FP-929001393232 | MAS LEDtube HF 600mm HO 8W840 T8 | 929001393232 | 2022-02-08 00:00:00 |  |  |  | 160 degree(s) | Tube, double-ended | G13 ROT (Rotating) ¦ Medium Bi-Pin Fluorescent | 4000 K | Cool White (CW) |  | <lt/>6 | 28 mm | No | 8 kWh | 70 % |  |  | 603 mm | 0.5 s |  |  | -20 °C to 45 °C | [9 empty] | Yes | [63 empty] | ADAM-c3a7ab16807349b69832a8d50029d29e | https://www.assets.signify.com/is/image/PhilipsLighting/1916fa8966e44735b19ba8d50029d520 | ADAM-4eb3e2d7c02f4c8e9f01aeeb0085fab2 | https://www.assets.signify.com/is/content/Signify/fp929001393232-pss-global | ADAM-20161212150217384 | https://www.assets.signify.com/is/image/PhilipsLighting/6eba304c25944252a4f1a6da00e6dcc0 |  |  | ADAM-56dd0fec6a0640bc8495ae7600a046e6 | https://www.assets.signify.com/is/content/Signify/b39c3a3900824484bce6ae7600a04b06 |  |  |  |  | ADAM-d966ef7c450b4d108daca8910079457d | https://www.docs.signify.com/assets/ies/ledtube_600mm_8w_g13_840_1050lm-ies.ies | [8 empty] | ADAM-4ca3139efe2e4d10af2daeb0008b36a5 | https://www.assets.signify.com/is/content/Signify/b1a3e4c297614160a9faaeb0008b377d | ADAM-a04e394cd12d400a9b26af0000a9e2b0 | https://www.assets.signify.com/is/content/Signify/fp929001393232-gis-global |  |  |  |  | ADAM-94a3b4c54dd748bbaec6a8a50111bd19 | https://www.assets.signify.com/is/content/PhilipsLighting/073a2e8e138a486cb095a8a50111c027 | ADAM-20171115114431335 | https://www.assets.signify.com/is/content/PhilipsLighting/2110ae85754b40d9a118a82c00b10611 |  |  |  |  | E | 1050 lumen |  | 840 ¦ CCT of 4000K | 80 | 4000 K | 8 W | 131 lm/W | 20000-120000 Hz |  | 1050 lumen | 75000 hour(s) | 8 W | 0.9 |  | 50000 |  | 0.5 s |  | https://www.lighting.philips.com/link/929001393232_EU/prd/aa/en
FP-929001393332 | MAS LEDtube HF 600mm HO 8W865 T8 | 929001393332 | 2022-02-08 00:00:00 |  |  |  | 160 degree(s) | Tube, double-ended | G13 ROT (Rotating) ¦ Medium Bi-Pin Fluorescent | 6500 K | Cool Daylight |  | <lt/>6 | 28 mm | No | 8 kWh | 70 % |  |  | 603 mm | 0.5 s |  |  | -20 °C to 45 °C | [9 empty] | Yes | [63 empty] | ADAM-c3a7ab16807349b69832a8d50029d29e | https://www.assets.signify.com/is/image/PhilipsLighting/1916fa8966e44735b19ba8d50029d520 | ADAM-6199d76a3f5d4c2b8f24aeec0147c364 | https://www.assets.signify.com/is/content/Signify/fp929001393332-pss-global | ADAM-20161212150217384 | https://www.assets.signify.com/is/image/PhilipsLighting/6eba304c25944252a4f1a6da00e6dcc0 |  |  | ADAM-56dd0fec6a0640bc8495ae7600a046e6 | https://www.assets.signify.com/is/content/Signify/b39c3a3900824484bce6ae7600a04b06 |  |  |  |  | ADAM-c8822929e92f451abcb4a89100794660 | https://www.docs.signify.com/assets/ies/ledtube_600mm_8w_g13_865_1050lm-ies.ies | [8 empty] | ADAM-fae834b1834d4b63bf81aeb0008b7169 | https://www.assets.signify.com/is/content/Signify/9f9f2257ee764bb79c43aeb0008b722f | ADAM-26f3b3c727ca46c99b51af0000a88471 | https://www.assets.signify.com/is/content/Signify/fp929001393332-gis-global |  |  |  |  | ADAM-94a3b4c54dd748bbaec6a8a50111bd19 | https://www.assets.signify.com/is/content/PhilipsLighting/073a2e8e138a486cb095a8a50111c027 | ADAM-20171115114431335 | https://www.assets.signify.com/is/content/PhilipsLighting/2110ae85754b40d9a118a82c00b10611 |  |  |  |  | E | 1050 lumen |  | 865 ¦ CCT of 6500K | 80 | 6500 K | 8 W | 131 lm/W | 20000-120000 Hz |  | 1050 lumen | 75000 hour(s) | 8 W | 0.9 |  | 50000 |  | 0.5 s |  | https://www.lighting.philips.com/link/929001393332_EU/prd/aa/en
FP-929001815092 | CorePro LEDBulbND 7-60W E27 A60 840 CL G | 929001815092 | 2021-01-07 00:00:00 |  |  |  |  | A60 ¦ A 60mm | E27 ¦ E27 | 4000 K | Cool White (CW) | 60 mA | <lt/>6 | 60 mm | No | 7 kWh | 70 % |  |  | 106 mm | 0.5 s | [12 empty] | Yes | [63 empty] | ADAM-20170622115418860 | https://www.assets.signify.com/is/image/PhilipsLighting/c581a0ae3cdb4be496e7a79a00a2c0b0 | ADAM-a1a34f356c744c07a0aead7800638232 | https://www.assets.signify.com/is/content/Signify/fp929001815092-pss-global | ADAM-20170707101721483 | https://www.assets.signify.com/is/image/PhilipsLighting/868f029073a84c419c59a7a900881abf | [8 empty] | ADAM-20170720104409319 | https://www.docs.signify.com/assets/ies/ledbulb_60w_e27_840_cl_a60-ies.ies | [8 empty] | ADAM-e05da3d30c89437f9602adad00db03ef | https://www.assets.signify.com/is/content/Signify/ce5c909c23114052948eadad00db062f | ADAM-5e5b3283f0cf4c57b0cfad7f00e5bf61 | https://www.assets.signify.com/is/content/Signify/fp929001815092-gis-global | [12 empty] | E | 850 lumen |  | 840 ¦ CCT of 4000K | 80 | 4000 K | 7 W | 121 lm/W | 50 to 60 Hz |  | 850 lumen | 15000 hour(s) | 7 W | 0.51 |  | 20000 |  | 0.5 s | 60 W | https://www.lighting.philips.com/link/929001815092_EU/prd/aa/en
FP-929001869202 | CorePro LEDtube UN 1200mm HO 18W830 T8 | 929001869202 | 2017-09-19 00:00:00 |  |  |  | 240 degree(s) | Tube, double-ended | G13 ¦ Medium Bi-Pin Fluorescent | 3000 K | White (WH) | 100 mA | <lt/>6 | 28 mm | No | 18 kWh | 70 % |  |  | 1213 mm | 0.5 s |  |  | -20 °C to 45 °C | [9 empty] | Yes | [63 empty] | ADAM-25f6128540b44cfa805ba89a007d0dc3 | https://www.assets.signify.com/is/image/Signify/4b1c0a93845043f2bc2aa89a007d0edc | ADAM-6a1a79d3f1054598b325a8ad00018218 | https://www.assets.signify.com/is/content/PhilipsLighting/fp929001869202-pss-global | ADAM-124886 | https://www.assets.signify.com/is/image/PhilipsLighting/e695b58cb4064cb7a8b7a4ad01802911 |  |  | ADAM-4c09ef758c804b5c8bc7ae7600a03bfd | https://www.assets.signify.com/is/content/Signify/696d36dcc9584a20a619ae7600a0433c |  |  |  |  | ADAM-a6ff9d43016b417fb97ca8aa01068c0e | https://www.docs.signify.com/assets/ies/ledtube_un_1200mm_18w_g13_830_1850lm-ies.ies | [8 empty] | ADAM-fd9200324951445aa201af7000984608 | https://www.assets.signify.com/is/content/Signify/7e1adfd2c4334ac286dfaf7000984af5 | ADAM-d6470a275b3a421b9d7ea9e6001f3066 | https://www.assets.signify.com/is/content/PhilipsLighting/fp929001869202-gis-global |  |  |  |  | ADAM-2ece555efbbf4aefbb3caf18008818e3 | https://www.assets.signify.com/is/content/Signify/e2eb215900ac42b5a6fbaf180088204b | ADAM-dd5b1cb345fa4da8bcdcaf32007fbb42;ADAM-fb489b9de7894bf9bca0afdc006fe424;ADAM-731bc415f50643bfb162afb1005f46bf;ADAM-51b7379269e54f909965afdc006fee1f | https://www.assets.signify.com/is/content/Signify/31ac9375c9ba48fe9dadaf32007fc97e;https://www.assets.signify.com/is/content/Signify/af9b2867d9e9416cb8bfafdc006fe413;https://www.assets.signify.com/is/content/Signify/b3f45ed33c824d508503afb1005f4a1f;https://www.assets.signify.com/is/content/Signify/0bf04182e1cc4a3ca333afdc006fee18 |  |  |  |  | F | 1850 lumen |  | 830 ¦ CCT of 3000K | 80 | 3000 K | 18 W | 102.00 lm/W | 50 to 60 Hz |  | 1850 lumen | 50000 hour(s) | 18 W | 0.9 |  | 50000 |  | 0.5 s |  | https://www.lighting.philips.com/link/929001869202_EU/prd/aa/en
FP-929001869302 | CorePro LEDtube UN 1200mm HO 18W840 T8 | 929001869302 | 2017-09-19 00:00:00 |  |  |  | 240 degree(s) | Tube, double-ended | G13 ¦ Medium Bi-Pin Fluorescent | 4000 K | Cool White (CW) | 100 mA | <lt/>6 | 28 mm | No | 18 kWh | 70 % |  |  | 1213 mm | 0.5 s |  |  | -20 °C to 45 °C | [9 empty] | Yes | [63 empty] | ADAM-25f6128540b44cfa805ba89a007d0dc3 | https://www.assets.signify.com/is/image/Signify/4b1c0a93845043f2bc2aa89a007d0edc | ADAM-67b3852a0dfb4de798cfa8ac018b07ba | https://www.assets.signify.com/is/content/PhilipsLighting/fp929001869302-pss-global | ADAM-124886 | https://www.assets.signify.com/is/image/PhilipsLighting/e695b58cb4064cb7a8b7a4ad01802911 |  |  | ADAM-4c09ef758c804b5c8bc7ae7600a03bfd | https://www.assets.signify.com/is/content/Signify/696d36dcc9584a20a619ae7600a0433c |  |  |  |  | ADAM-ba330f97421a42eaacf9a8aa01068d16 | https://www.docs.signify.com/assets/ies/ledtube_un_1200mm_18w_g13_840_2000lm-ies.ies | [8 empty] | ADAM-685c78ffd8cf4f38bcffaf7000989dd0 | https://www.assets.signify.com/is/content/Signify/0bc03ce0d90a4d95ad1daf7000989eb9 | ADAM-211012c54345401fa504a9e6001c7e23 | https://www.assets.signify.com/is/content/PhilipsLighting/fp929001869302-gis-global |  |  |  |  | ADAM-2ece555efbbf4aefbb3caf18008818e3 | https://www.assets.signify.com/is/content/Signify/e2eb215900ac42b5a6fbaf180088204b | ADAM-dd5b1cb345fa4da8bcdcaf32007fbb42;ADAM-fb489b9de7894bf9bca0afdc006fe424;ADAM-731bc415f50643bfb162afb1005f46bf;ADAM-51b7379269e54f909965afdc006fee1f | https://www.assets.signify.com/is/content/Signify/31ac9375c9ba48fe9dadaf32007fc97e;https://www.assets.signify.com/is/content/Signify/af9b2867d9e9416cb8bfafdc006fe413;https://www.assets.signify.com/is/content/Signify/b3f45ed33c824d508503afb1005f4a1f;https://www.assets.signify.com/is/content/Signify/0bf04182e1cc4a3ca333afdc006fee18 |  |  |  |  | E | 2000 lumen |  | 840 ¦ CCT of 4000K | 80 | 4000 K | 18 W | 111 lm/W | 50 to 60 Hz |  | 2000 lumen | 50000 hour(s) | 18 W | 0.9 |  | 50000 |  | 0.5 s |  | https://www.lighting.philips.com/link/929001869302_EU/prd/aa/en
FP-929001869402 | CorePro LEDtube UN 1200mm HO 18W865 T8 | 929001869402 | 2017-09-19 00:00:00 |  |  |  | 240 degree(s) | Tube, double-ended | G13 ¦ Medium Bi-Pin Fluorescent | 6500 K | Cool Daylight | 100 mA | <lt/>6 | 28 mm | No | 18 kWh | 70 % |  |  | 1213 mm | 0.5 s |  |  | -20 °C to 45 °C | [9 empty] | Yes | [63 empty] | ADAM-25f6128540b44cfa805ba89a007d0dc3 | https://www.assets.signify.com/is/image/Signify/4b1c0a93845043f2bc2aa89a007d0edc | ADAM-1723e4a37af641eb8b6ba8ad00010d44 | https://www.assets.signify.com/is/content/PhilipsLighting/fp929001869402-pss-global | ADAM-124886 | https://www.assets.signify.com/is/image/PhilipsLighting/e695b58cb4064cb7a8b7a4ad01802911 |  |  | ADAM-4c09ef758c804b5c8bc7ae7600a03bfd | https://www.assets.signify.com/is/content/Signify/696d36dcc9584a20a619ae7600a0433c |  |  |  |  | ADAM-a55c5824699846a7a017a8aa01068ede | https://www.docs.signify.com/assets/ies/ledtube_un_1200mm_18w_g13_865_2000lm-ies.ies | [8 empty] | ADAM-e095b69230ca4129bfd3af700098e5a0 | https://www.assets.signify.com/is/content/Signify/d6cf683f39b7486ca117af700098e6a7 | ADAM-bb09770fd11c40678963a9e6001d0a08 | https://www.assets.signify.com/is/content/PhilipsLighting/fp929001869402-gis-global |  |  |  |  | ADAM-2ece555efbbf4aefbb3caf18008818e3 | https://www.assets.signify.com/is/content/Signify/e2eb215900ac42b5a6fbaf180088204b | ADAM-dd5b1cb345fa4da8bcdcaf32007fbb42;ADAM-fb489b9de7894bf9bca0afdc006fe424;ADAM-731bc415f50643bfb162afb1005f46bf;ADAM-51b7379269e54f909965afdc006fee1f | https://www.assets.signify.com/is/content/Signify/31ac9375c9ba48fe9dadaf32007fc97e;https://www.assets.signify.com/is/content/Signify/af9b2867d9e9416cb8bfafdc006fe413;https://www.assets.signify.com/is/content/Signify/b3f45ed33c824d508503afb1005f4a1f;https://www.assets.signify.com/is/content/Signify/0bf04182e1cc4a3ca333afdc006fee18 |  |  |  |  | E | 2000 lumen |  | 865 ¦ CCT of 6500K | 80 | 6500 K | 18 W | 111 lm/W | 50 to 60 Hz |  | 2000 lumen | 50000 hour(s) | 18 W | 0.9 |  | 50000 |  | 0.5 s |  | https://www.lighting.philips.com/link/929001869402_EU/prd/aa/en
FP-929001869502 | CorePro LEDtube UN 1500mm HO 23W830 T8 | 929001869502 | 2017-09-19 00:00:00 |  |  |  | 240 degree(s) | Tube, double-ended | G13 ¦ Medium Bi-Pin Fluorescent | 3000 K | White (WH) | 130 mA | <lt/>6 | 28 mm | No | 23 kWh | 70 % |  |  | 1514 mm | 0.5 s |  |  | -20 °C to 45 °C | [9 empty] | Yes | [63 empty] | ADAM-25f6128540b44cfa805ba89a007d0dc3 | https://www.assets.signify.com/is/image/Signify/4b1c0a93845043f2bc2aa89a007d0edc | ADAM-8b66ba131e2a46fdb51aa8ad0000af2b | https://www.assets.signify.com/is/content/PhilipsLighting/fp929001869502-pss-global | ADAM-124886 | https://www.assets.signify.com/is/image/PhilipsLighting/e695b58cb4064cb7a8b7a4ad01802911 |  |  | ADAM-4c09ef758c804b5c8bc7ae7600a03bfd | https://www.assets.signify.com/is/content/Signify/696d36dcc9584a20a619ae7600a0433c |  |  |  |  | ADAM-273c1d8443f84f77b988a8aa0106908e | https://www.docs.signify.com/assets/ies/ledtube_un_1500mm_23w_g13_830_2500lm-ies.ies | [8 empty] | ADAM-5f5877b2419c490dbdf0af7000991f7d | https://www.assets.signify.com/is/content/Signify/94dd8b01d42b4fc8a10baf7000992061 | ADAM-c011688a84694e95968ea9e6001e1710 | https://www.assets.signify.com/is/content/PhilipsLighting/fp929001869502-gis-global |  |  |  |  | ADAM-2ece555efbbf4aefbb3caf18008818e3 | https://www.assets.signify.com/is/content/Signify/e2eb215900ac42b5a6fbaf180088204b | ADAM-dd5b1cb345fa4da8bcdcaf32007fbb42;ADAM-fb489b9de7894bf9bca0afdc006fe424;ADAM-731bc415f50643bfb162afb1005f46bf;ADAM-51b7379269e54f909965afdc006fee1f | https://www.assets.signify.com/is/content/Signify/31ac9375c9ba48fe9dadaf32007fc97e;https://www.assets.signify.com/is/content/Signify/af9b2867d9e9416cb8bfafdc006fe413;https://www.assets.signify.com/is/content/Signify/b3f45ed33c824d508503afb1005f4a1f;https://www.assets.signify.com/is/content/Signify/0bf04182e1cc4a3ca333afdc006fee18 |  |  |  |  | F | 2500 lumen |  | 830 ¦ CCT of 3000K | 80 | 3000 K | 23 W | 108.00 lm/W | 50 to 60 Hz |  | 2500 lumen | 50000 hour(s) | 23 W | 0.9 |  | 50000 |  | 0.5 s |  | https://www.lighting.philips.com/link/929001869502_EU/prd/aa/en
FP-929001869602 | CorePro LEDtube UN 1500mm HO 23W840 T8 | 929001869602 | 2017-09-19 00:00:00 |  |  |  | 240 degree(s) | Tube, double-ended | G13 ¦ Medium Bi-Pin Fluorescent | 4000 K | Cool White (CW) | 130 mA | <lt/>6 | 28 mm | No | 23 kWh | 70 % |  |  | 1514 mm | 0.5 s |  |  | -20 °C to 45 °C | [9 empty] | Yes | [63 empty] | ADAM-25f6128540b44cfa805ba89a007d0dc3 | https://www.assets.signify.com/is/image/Signify/4b1c0a93845043f2bc2aa89a007d0edc | ADAM-c3804981d57b44e68c1ca8ac018addc2 | https://www.assets.signify.com/is/content/PhilipsLighting/fp929001869602-pss-global | ADAM-124886 | https://www.assets.signify.com/is/image/PhilipsLighting/e695b58cb4064cb7a8b7a4ad01802911 |  |  | ADAM-4c09ef758c804b5c8bc7ae7600a03bfd | https://www.assets.signify.com/is/content/Signify/696d36dcc9584a20a619ae7600a0433c |  |  |  |  | ADAM-a737c03ef2734619abdfa8aa01069178 | https://www.docs.signify.com/assets/ies/ledtube_un_1500mm_23w_g13_840_2700lm-ies.ies | [8 empty] | ADAM-e6f847f39c9348299894af70009958c2 | https://www.assets.signify.com/is/content/Signify/9886d0e159684dadb1e9af70009959aa | ADAM-e7608cc5a60d4eeeaafca9e6001d9fd6 | https://www.assets.signify.com/is/content/PhilipsLighting/fp929001869602-gis-global |  |  |  |  | ADAM-2ece555efbbf4aefbb3caf18008818e3 | https://www.assets.signify.com/is/content/Signify/e2eb215900ac42b5a6fbaf180088204b | ADAM-dd5b1cb345fa4da8bcdcaf32007fbb42;ADAM-fb489b9de7894bf9bca0afdc006fe424;ADAM-731bc415f50643bfb162afb1005f46bf;ADAM-51b7379269e54f909965afdc006fee1f | https://www.assets.signify.com/is/content/Signify/31ac9375c9ba48fe9dadaf32007fc97e;https://www.assets.signify.com/is/content/Signify/af9b2867d9e9416cb8bfafdc006fe413;https://www.assets.signify.com/is/content/Signify/b3f45ed33c824d508503afb1005f4a1f;https://www.assets.signify.com/is/content/Signify/0bf04182e1cc4a3ca333afdc006fee18 |  |  |  |  | E | 2700 lumen |  | 840 ¦ CCT of 4000K | 80 | 4000 K | 23 W | 117 lm/W | 50 to 60 Hz |  | 2700 lumen | 50000 hour(s) | 23 W | 0.9 |  | 50000 |  | 0.5 s |  | https://www.lighting.philips.com/link/929001869602_EU/prd/aa/en
FP-929001869702 | CorePro LEDtube UN 1500mm HO 23W865 T8 | 929001869702 | 2017-09-19 00:00:00 |  |  |  | 240 degree(s) | Tube, double-ended | G13 ¦ Medium Bi-Pin Fluorescent | 6500 K | Cool Daylight | 130 mA | <lt/>6 | 28 mm | No | 23 kWh | 70 % |  |  | 1514 mm | 0.5 s |  |  | -20 °C to 45 °C | [9 empty] | Yes | [63 empty] | ADAM-25f6128540b44cfa805ba89a007d0dc3 | https://www.assets.signify.com/is/image/Signify/4b1c0a93845043f2bc2aa89a007d0edc | ADAM-5a04ca71cf1f4f5ab29ba8ad0001e208 | https://www.assets.signify.com/is/content/PhilipsLighting/fp929001869702-pss-global | ADAM-124886 | https://www.assets.signify.com/is/image/PhilipsLighting/e695b58cb4064cb7a8b7a4ad01802911 |  |  | ADAM-4c09ef758c804b5c8bc7ae7600a03bfd | https://www.assets.signify.com/is/content/Signify/696d36dcc9584a20a619ae7600a0433c |  |  |  |  | ADAM-4d618dd9f4214bb8aa0da8aa01069259 | https://www.docs.signify.com/assets/ies/ledtube_un_1500mm_23w_g13_865_2700lm-ies.ies | [8 empty] | ADAM-5bb2bd90177c4db2aa84af700099a771 | https://www.assets.signify.com/is/content/Signify/40120af0166643dfae90af700099a851 | ADAM-64c9879d57964ef29755a9e6001dd6c8 | https://www.assets.signify.com/is/content/PhilipsLighting/fp929001869702-gis-global |  |  |  |  | ADAM-2ece555efbbf4aefbb3caf18008818e3 | https://www.assets.signify.com/is/content/Signify/e2eb215900ac42b5a6fbaf180088204b | ADAM-dd5b1cb345fa4da8bcdcaf32007fbb42;ADAM-fb489b9de7894bf9bca0afdc006fe424;ADAM-731bc415f50643bfb162afb1005f46bf;ADAM-51b7379269e54f909965afdc006fee1f | https://www.assets.signify.com/is/content/Signify/31ac9375c9ba48fe9dadaf32007fc97e;https://www.assets.signify.com/is/content/Signify/af9b2867d9e9416cb8bfafdc006fe413;https://www.assets.signify.com/is/content/Signify/b3f45ed33c824d508503afb1005f4a1f;https://www.assets.signify.com/is/content/Signify/0bf04182e1cc4a3ca333afdc006fee18 |  |  |  |  | E | 2700 lumen |  | 865 ¦ CCT of 6500K | 80 | 6500 K | 23 W | 117 lm/W | 50 to 60 Hz |  | 2700 lumen | 50000 hour(s) | 23 W | 0.9 |  | 50000 |  | 0.5 s |  | https://www.lighting.philips.com/link/929001869702_EU/prd/aa/en
FP-929001874802 | CorePro LEDtube 1200mm HO 18W 865 T8 | 929001874802 | 2017-10-11 00:00:00 |  |  |  | 240 degree(s) | Tube, double-ended | G13 ¦ Medium Bi-Pin Fluorescent | 6500 K | Cool Daylight | 90 mA | <lt/>6 | 28 mm | No | 18 kWh | 70 % |  |  | 1214 mm | 0.5 s |  |  | -20 °C to 45 °C | [9 empty] | Yes | [63 empty] | ADAM-8a58b8f7f5c94ddbb3f2a8ea0066fb51 | https://www.assets.signify.com/is/image/PhilipsLighting/9fe3551c78e84303a879a8ea006700fc | ADAM-e1c728d459f14f649997a8ac018b454d | https://www.assets.signify.com/is/content/PhilipsLighting/fp929001874802-pss-global | ADAM-86628791d2204d19b3b1a94c008df148 | https://www.assets.signify.com/is/image/PhilipsLighting/101a41e0f7dd446bb6cca94c008df58a |  |  | ADAM-269f582b68ed405d8c7eadc501500b44 | https://www.assets.signify.com/is/content/Signify/123bbd0a42c8464dbff3adc5015011a9 |  |  |  |  | ADAM-aa955ab525ff4f5b9097aeb00084a0a5 | https://www.docs.signify.com/assets/ies/ledtube_cor_eu2_18w_g13_2000lm_865-ies.ies | [8 empty] | ADAM-ea69d59f8c334de08a91af8f0092d03c | https://www.assets.signify.com/is/content/Signify/8f94568d8ad3449483f8af8f0092d0f8 | ADAM-0b1b05a91acc4dbeb61eaa7d00bd02bb | https://www.assets.signify.com/is/content/PhilipsLighting/fp929001874802-gis-global |  |  |  |  | ADAM-2ece555efbbf4aefbb3caf18008818e3;ADAM-a1cdb678d3df489e9862ae240109653e | https://www.assets.signify.com/is/content/Signify/e2eb215900ac42b5a6fbaf180088204b;https://www.assets.signify.com/is/image/Signify/c76c8432eef941bebc2fae240109686e | ADAM-dd5b1cb345fa4da8bcdcaf32007fbb42;ADAM-fb489b9de7894bf9bca0afdc006fe424;ADAM-51b7379269e54f909965afdc006fee1f | https://www.assets.signify.com/is/content/Signify/31ac9375c9ba48fe9dadaf32007fc97e;https://www.assets.signify.com/is/content/Signify/af9b2867d9e9416cb8bfafdc006fe413;https://www.assets.signify.com/is/content/Signify/0bf04182e1cc4a3ca333afdc006fee18 |  |  |  |  | E | 2000 lumen |  | 865 ¦ CCT of 6500K | 80 | 6500 K | 18 W | 111 lm/W | 50 to 60 Hz |  | 2000 lumen | 50000 hour(s) | 18 W | 0.9 |  | 200000 |  | 0.5 s |  | https://www.lighting.philips.com/link/929001874802_EU/prd/aa/en
FP-929001874832 | CorePro LEDtube 1200mm HO 18W 865 T8 | 929001874832 | 2022-04-04 00:00:00 |  |  |  | 240 degree(s) | Tube, double-ended | G13 ¦ Medium Bi-Pin Fluorescent | 6500 K | Cool Daylight | 90 mA | <lt/>6 | 28 mm | No | 18 kWh | 70 % |  |  | 1214 mm | 0.5 s |  |  | -20 °C to 45 °C | [9 empty] | Yes | [63 empty] | ADAM-8a58b8f7f5c94ddbb3f2a8ea0066fb51 | https://www.assets.signify.com/is/image/PhilipsLighting/9fe3551c78e84303a879a8ea006700fc | ADAM-76f4fe3efceb41988383aeb501055062 | https://www.assets.signify.com/is/content/Signify/fp929001874832-pss-global | ADAM-86628791d2204d19b3b1a94c008df148 | https://www.assets.signify.com/is/image/PhilipsLighting/101a41e0f7dd446bb6cca94c008df58a |  |  | ADAM-269f582b68ed405d8c7eadc501500b44 | https://www.assets.signify.com/is/content/Signify/123bbd0a42c8464dbff3adc5015011a9 |  |  |  |  | ADAM-aa955ab525ff4f5b9097aeb00084a0a5 | https://www.docs.signify.com/assets/ies/ledtube_cor_eu2_18w_g13_2000lm_865-ies.ies | [8 empty] | ADAM-ea69d59f8c334de08a91af8f0092d03c | https://www.assets.signify.com/is/content/Signify/8f94568d8ad3449483f8af8f0092d0f8 | ADAM-b054142a351e427da8b7aeb500d51323 | https://www.assets.signify.com/is/content/Signify/fp929001874832-gis-global |  |  |  |  | ADAM-2ece555efbbf4aefbb3caf18008818e3;ADAM-a1cdb678d3df489e9862ae240109653e | https://www.assets.signify.com/is/content/Signify/e2eb215900ac42b5a6fbaf180088204b;https://www.assets.signify.com/is/image/Signify/c76c8432eef941bebc2fae240109686e | ADAM-dd5b1cb345fa4da8bcdcaf32007fbb42;ADAM-fb489b9de7894bf9bca0afdc006fe424;ADAM-51b7379269e54f909965afdc006fee1f | https://www.assets.signify.com/is/content/Signify/31ac9375c9ba48fe9dadaf32007fc97e;https://www.assets.signify.com/is/content/Signify/af9b2867d9e9416cb8bfafdc006fe413;https://www.assets.signify.com/is/content/Signify/0bf04182e1cc4a3ca333afdc006fee18 |  |  |  |  | E | 2000 lumen |  | 865 ¦ CCT of 6500K | 80 | 6500 K | 18 W | 111 lm/W | 50 to 60 Hz |  | 2000 lumen | 50000 hour(s) | 18 W | 0.9 |  | 200000 |  | 0.5 s |  | https://www.lighting.philips.com/link/929001874832_EU/prd/aa/en
FP-929001874902 | CorePro LEDtube 1200mm HO 18W 840 T8 | 929001874902 | 2017-10-11 00:00:00 |  |  |  | 240 degree(s) | Tube, double-ended | G13 ¦ Medium Bi-Pin Fluorescent | 4000 K | Cool White (CW) | 90 mA | <lt/>6 | 28 mm | No | 18 kWh | 70 % |  |  | 1214 mm | 0.5 s |  |  | -20 °C to 45 °C | [9 empty] | Yes | [63 empty] | ADAM-8a58b8f7f5c94ddbb3f2a8ea0066fb51 | https://www.assets.signify.com/is/image/PhilipsLighting/9fe3551c78e84303a879a8ea006700fc | ADAM-def91ea68a0c46af8264a8ac018a01c3 | https://www.assets.signify.com/is/content/PhilipsLighting/fp929001874902-pss-global | ADAM-86628791d2204d19b3b1a94c008df148 | https://www.assets.signify.com/is/image/PhilipsLighting/101a41e0f7dd446bb6cca94c008df58a |  |  | ADAM-269f582b68ed405d8c7eadc501500b44 | https://www.assets.signify.com/is/content/Signify/123bbd0a42c8464dbff3adc5015011a9 |  |  |  |  | ADAM-0882667a7fb546938685aeb00084673a | https://www.docs.signify.com/assets/ies/ledtube_cor_eu2_18w_g13_2000lm_840-ies.ies | [8 empty] | ADAM-81d6f2c8793d4fd2969aaf8f009302ea | https://www.assets.signify.com/is/content/Signify/1c7c31cfc7354e028682af8f009303f7 | ADAM-cd530b05eea6481dbd1aaa7d00c21752 | https://www.assets.signify.com/is/content/PhilipsLighting/fp929001874902-gis-global |  |  |  |  | ADAM-2ece555efbbf4aefbb3caf18008818e3;ADAM-a1cdb678d3df489e9862ae240109653e | https://www.assets.signify.com/is/content/Signify/e2eb215900ac42b5a6fbaf180088204b;https://www.assets.signify.com/is/image/Signify/c76c8432eef941bebc2fae240109686e | ADAM-dd5b1cb345fa4da8bcdcaf32007fbb42;ADAM-fb489b9de7894bf9bca0afdc006fe424;ADAM-51b7379269e54f909965afdc006fee1f | https://www.assets.signify.com/is/content/Signify/31ac9375c9ba48fe9dadaf32007fc97e;https://www.assets.signify.com/is/content/Signify/af9b2867d9e9416cb8bfafdc006fe413;https://www.assets.signify.com/is/content/Signify/0bf04182e1cc4a3ca333afdc006fee18 |  |  |  |  | E | 2000 lumen |  | 840 ¦ CCT of 4000K | 80 | 4000 K | 18 W | 111 lm/W | 50 to 60 Hz |  | 2000 lumen | 50000 hour(s) | 18 W | 0.9 |  | 200000 |  | 0.5 s |  | https://www.lighting.philips.com/link/929001874902_EU/prd/aa/en
FP-929001874932 | CorePro LEDtube 1200mm HO 18W 840 T8 | 929001874932 | 2022-02-17 00:00:00 |  |  |  | 240 degree(s) | Tube, double-ended | G13 ¦ Medium Bi-Pin Fluorescent | 4000 K | Cool White (CW) | 90 mA | <lt/>6 | 28 mm | No | 18 kWh | 70 % |  |  | 1214 mm | 0.5 s |  |  | -20 °C to 45 °C | [9 empty] | Yes | [63 empty] | ADAM-8a58b8f7f5c94ddbb3f2a8ea0066fb51 | https://www.assets.signify.com/is/image/PhilipsLighting/9fe3551c78e84303a879a8ea006700fc | ADAM-00511c0ae0b44f12ac3aaeb300d88355 | https://www.assets.signify.com/is/content/Signify/fp929001874932-pss-global | ADAM-86628791d2204d19b3b1a94c008df148 | https://www.assets.signify.com/is/image/PhilipsLighting/101a41e0f7dd446bb6cca94c008df58a |  |  | ADAM-269f582b68ed405d8c7eadc501500b44 | https://www.assets.signify.com/is/content/Signify/123bbd0a42c8464dbff3adc5015011a9 |  |  |  |  | ADAM-0882667a7fb546938685aeb00084673a | https://www.docs.signify.com/assets/ies/ledtube_cor_eu2_18w_g13_2000lm_840-ies.ies | [8 empty] | ADAM-81d6f2c8793d4fd2969aaf8f009302ea | https://www.assets.signify.com/is/content/Signify/1c7c31cfc7354e028682af8f009303f7 | ADAM-f9db04c7a0e04701a634aeb300b610dd | https://www.assets.signify.com/is/content/Signify/fp929001874932-gis-global |  |  |  |  | ADAM-2ece555efbbf4aefbb3caf18008818e3;ADAM-a1cdb678d3df489e9862ae240109653e | https://www.assets.signify.com/is/content/Signify/e2eb215900ac42b5a6fbaf180088204b;https://www.assets.signify.com/is/image/Signify/c76c8432eef941bebc2fae240109686e | ADAM-dd5b1cb345fa4da8bcdcaf32007fbb42;ADAM-fb489b9de7894bf9bca0afdc006fe424;ADAM-51b7379269e54f909965afdc006fee1f | https://www.assets.signify.com/is/content/Signify/31ac9375c9ba48fe9dadaf32007fc97e;https://www.assets.signify.com/is/content/Signify/af9b2867d9e9416cb8bfafdc006fe413;https://www.assets.signify.com/is/content/Signify/0bf04182e1cc4a3ca333afdc006fee18 |  |  |  |  | E | 2000 lumen |  | 840 ¦ CCT of 4000K | 80 | 4000 K | 18 W | 111 lm/W | 50 to 60 Hz |  | 2000 lumen | 50000 hour(s) | 18 W | 0.9 |  | 200000 |  | 0.5 s |  | https://www.lighting.philips.com/link/929001874932_EU/prd/aa/en
FP-929001875002 | CorePro LEDtube 1500mm HO 24W 865 T8 | 929001875002 | 2017-10-11 00:00:00 |  |  |  | 240 degree(s) | Tube, double-ended | G13 ¦ Medium Bi-Pin Fluorescent | 6500 K | Cool Daylight | 120 mA | <lt/>6 | 28 mm | No | 24 kWh | 70 % |  |  | 1514 mm | 0.5 s |  |  | -20 °C to 45 °C | [9 empty] | Yes | [63 empty] | ADAM-8a58b8f7f5c94ddbb3f2a8ea0066fb51 | https://www.assets.signify.com/is/image/PhilipsLighting/9fe3551c78e84303a879a8ea006700fc | ADAM-373539b66d074ca98926a8ac018b51e2 | https://www.assets.signify.com/is/content/PhilipsLighting/fp929001875002-pss-global | ADAM-86628791d2204d19b3b1a94c008df148 | https://www.assets.signify.com/is/image/PhilipsLighting/101a41e0f7dd446bb6cca94c008df58a |  |  | ADAM-269f582b68ed405d8c7eadc501500b44 | https://www.assets.signify.com/is/content/Signify/123bbd0a42c8464dbff3adc5015011a9 |  |  |  |  | ADAM-6f8a3e099a3d4223acfbaeb000847d70 | https://www.docs.signify.com/assets/ies/ledtube_cor_eu2_24w_g13_2700lm_865-ies.ies | [8 empty] | ADAM-ede0e2f659c544fab304af8f00933d2b | https://www.assets.signify.com/is/content/Signify/7926465809904b3ca2cdaf8f00933e17 | ADAM-5b3102b7a51b4868805daa7d00bc6fac | https://www.assets.signify.com/is/content/PhilipsLighting/fp929001875002-gis-global |  |  |  |  | ADAM-2ece555efbbf4aefbb3caf18008818e3;ADAM-a1cdb678d3df489e9862ae240109653e | https://www.assets.signify.com/is/content/Signify/e2eb215900ac42b5a6fbaf180088204b;https://www.assets.signify.com/is/image/Signify/c76c8432eef941bebc2fae240109686e | ADAM-dd5b1cb345fa4da8bcdcaf32007fbb42;ADAM-fb489b9de7894bf9bca0afdc006fe424;ADAM-51b7379269e54f909965afdc006fee1f | https://www.assets.signify.com/is/content/Signify/31ac9375c9ba48fe9dadaf32007fc97e;https://www.assets.signify.com/is/content/Signify/af9b2867d9e9416cb8bfafdc006fe413;https://www.assets.signify.com/is/content/Signify/0bf04182e1cc4a3ca333afdc006fee18 |  |  |  |  | E | 2700 lumen |  | 865 ¦ CCT of 6500K | 80 | 6500 K | 24 W | 112 lm/W | 50 to 60 Hz |  | 2700 lumen | 50000 hour(s) | 24 W | 0.9 |  | 200000 |  | 0.5 s |  | https://www.lighting.philips.com/link/929001875002_EU/prd/aa/en
FP-929001875032 | CorePro LEDtube 1500mm HO 24W 865 T8 | 929001875032 | 2022-04-04 00:00:00 |  |  |  | 240 degree(s) | Tube, double-ended | G13 ¦ Medium Bi-Pin Fluorescent | 6500 K | Cool Daylight | 120 mA | <lt/>6 | 28 mm | No | 24 kWh | 70 % |  |  | 1514 mm | 0.5 s |  |  | -20 °C to 45 °C | [9 empty] | Yes | [63 empty] | ADAM-8a58b8f7f5c94ddbb3f2a8ea0066fb51 | https://www.assets.signify.com/is/image/PhilipsLighting/9fe3551c78e84303a879a8ea006700fc | ADAM-0e3598e6d00d4c43bfb6aeb501082409 | https://www.assets.signify.com/is/content/Signify/fp929001875032-pss-global | ADAM-86628791d2204d19b3b1a94c008df148 | https://www.assets.signify.com/is/image/PhilipsLighting/101a41e0f7dd446bb6cca94c008df58a |  |  | ADAM-269f582b68ed405d8c7eadc501500b44 | https://www.assets.signify.com/is/content/Signify/123bbd0a42c8464dbff3adc5015011a9 |  |  |  |  | ADAM-6f8a3e099a3d4223acfbaeb000847d70 | https://www.docs.signify.com/assets/ies/ledtube_cor_eu2_24w_g13_2700lm_865-ies.ies | [8 empty] | ADAM-ede0e2f659c544fab304af8f00933d2b | https://www.assets.signify.com/is/content/Signify/7926465809904b3ca2cdaf8f00933e17 | ADAM-1e9e8689680641288aafaeb500d34e5a | https://www.assets.signify.com/is/content/Signify/fp929001875032-gis-global |  |  |  |  | ADAM-2ece555efbbf4aefbb3caf18008818e3;ADAM-a1cdb678d3df489e9862ae240109653e | https://www.assets.signify.com/is/content/Signify/e2eb215900ac42b5a6fbaf180088204b;https://www.assets.signify.com/is/image/Signify/c76c8432eef941bebc2fae240109686e | ADAM-dd5b1cb345fa4da8bcdcaf32007fbb42;ADAM-fb489b9de7894bf9bca0afdc006fe424;ADAM-51b7379269e54f909965afdc006fee1f | https://www.assets.signify.com/is/content/Signify/31ac9375c9ba48fe9dadaf32007fc97e;https://www.assets.signify.com/is/content/Signify/af9b2867d9e9416cb8bfafdc006fe413;https://www.assets.signify.com/is/content/Signify/0bf04182e1cc4a3ca333afdc006fee18 |  |  |  |  | E | 2700 lumen |  | 865 ¦ CCT of 6500K | 80 | 6500 K | 24 W | 112 lm/W | 50 to 60 Hz |  | 2700 lumen | 50000 hour(s) | 24 W | 0.9 |  | 200000 |  | 0.5 s |  | https://www.lighting.philips.com/link/929001875032_EU/prd/aa/en
FP-929001875102 | CorePro LEDtube 1500mm HO 24W 840 T8 | 929001875102 | 2017-10-11 00:00:00 |  |  |  | 240 degree(s) | Tube, double-ended | G13 ¦ Medium Bi-Pin Fluorescent | 4000 K | Cool White (CW) | 120 mA | <lt/>6 | 28 mm | No | 24 kWh | 70 % |  |  | 1514 mm | 0.5 s |  |  | -20 °C to 45 °C | [9 empty] | Yes | [63 empty] | ADAM-8a58b8f7f5c94ddbb3f2a8ea0066fb51 | https://www.assets.signify.com/is/image/PhilipsLighting/9fe3551c78e84303a879a8ea006700fc | ADAM-0bd1ef49308248dcb731a8ac018aff68 | https://www.assets.signify.com/is/content/PhilipsLighting/fp929001875102-pss-global | ADAM-86628791d2204d19b3b1a94c008df148 | https://www.assets.signify.com/is/image/PhilipsLighting/101a41e0f7dd446bb6cca94c008df58a |  |  | ADAM-269f582b68ed405d8c7eadc501500b44 | https://www.assets.signify.com/is/content/Signify/123bbd0a42c8464dbff3adc5015011a9 |  |  |  |  | ADAM-d2960c0bfc784f8d958baeb000849376 | https://www.docs.signify.com/assets/ies/ledtube_cor_eu2_24w_g13_2700lm_840-ies.ies | [8 empty] | ADAM-7957b0b6d8764e93b909af8f00938909 | https://www.assets.signify.com/is/content/Signify/0f108d64b4f84382b082af8f009389e7 | ADAM-42c7477eed144937be13aa7d00c15ead | https://www.assets.signify.com/is/content/PhilipsLighting/fp929001875102-gis-global |  |  |  |  | ADAM-2ece555efbbf4aefbb3caf18008818e3;ADAM-a1cdb678d3df489e9862ae240109653e | https://www.assets.signify.com/is/content/Signify/e2eb215900ac42b5a6fbaf180088204b;https://www.assets.signify.com/is/image/Signify/c76c8432eef941bebc2fae240109686e | ADAM-dd5b1cb345fa4da8bcdcaf32007fbb42;ADAM-fb489b9de7894bf9bca0afdc006fe424;ADAM-51b7379269e54f909965afdc006fee1f | https://www.assets.signify.com/is/content/Signify/31ac9375c9ba48fe9dadaf32007fc97e;https://www.assets.signify.com/is/content/Signify/af9b2867d9e9416cb8bfafdc006fe413;https://www.assets.signify.com/is/content/Signify/0bf04182e1cc4a3ca333afdc006fee18 |  |  |  |  | E | 2700 lumen |  | 840 ¦ CCT of 4000K | 80 | 4000 K | 24 W | 112 lm/W | 50 to 60 Hz |  | 2700 lumen | 50000 hour(s) | 24 W | 0.9 |  | 200000 |  | 0.5 s |  | https://www.lighting.philips.com/link/929001875102_EU/prd/aa/en
FP-929001875132 | CorePro LEDtube 1500mm HO 24W 840 T8 | 929001875132 | 2022-02-17 00:00:00 |  |  |  | 240 degree(s) | Tube, double-ended | G13 ¦ Medium Bi-Pin Fluorescent | 4000 K | Cool White (CW) | 120 mA | <lt/>6 | 28 mm | No | 24 kWh | 70 % |  |  | 1514 mm | 0.5 s |  |  | -20 °C to 45 °C | [9 empty] | Yes | [63 empty] | ADAM-8a58b8f7f5c94ddbb3f2a8ea0066fb51 | https://www.assets.signify.com/is/image/PhilipsLighting/9fe3551c78e84303a879a8ea006700fc | ADAM-778e5ee017ea41018d55aeb300dd9da3 | https://www.assets.signify.com/is/content/Signify/fp929001875132-pss-global | ADAM-86628791d2204d19b3b1a94c008df148 | https://www.assets.signify.com/is/image/PhilipsLighting/101a41e0f7dd446bb6cca94c008df58a |  |  | ADAM-269f582b68ed405d8c7eadc501500b44 | https://www.assets.signify.com/is/content/Signify/123bbd0a42c8464dbff3adc5015011a9 |  |  |  |  | ADAM-d2960c0bfc784f8d958baeb000849376 | https://www.docs.signify.com/assets/ies/ledtube_cor_eu2_24w_g13_2700lm_840-ies.ies | [8 empty] | ADAM-7957b0b6d8764e93b909af8f00938909 | https://www.assets.signify.com/is/content/Signify/0f108d64b4f84382b082af8f009389e7 | ADAM-07691f5aeed142309e0caeb300b56edb | https://www.assets.signify.com/is/content/Signify/fp929001875132-gis-global |  |  |  |  | ADAM-2ece555efbbf4aefbb3caf18008818e3;ADAM-a1cdb678d3df489e9862ae240109653e | https://www.assets.signify.com/is/content/Signify/e2eb215900ac42b5a6fbaf180088204b;https://www.assets.signify.com/is/image/Signify/c76c8432eef941bebc2fae240109686e | ADAM-dd5b1cb345fa4da8bcdcaf32007fbb42;ADAM-fb489b9de7894bf9bca0afdc006fe424;ADAM-51b7379269e54f909965afdc006fee1f | https://www.assets.signify.com/is/content/Signify/31ac9375c9ba48fe9dadaf32007fc97e;https://www.assets.signify.com/is/content/Signify/af9b2867d9e9416cb8bfafdc006fe413;https://www.assets.signify.com/is/content/Signify/0bf04182e1cc4a3ca333afdc006fee18 |  |  |  |  | E | 2700 lumen |  | 840 ¦ CCT of 4000K | 80 | 4000 K | 24 W | 112 lm/W | 50 to 60 Hz |  | 2700 lumen | 50000 hour(s) | 24 W | 0.9 |  | 200000 |  | 0.5 s |  | https://www.lighting.philips.com/link/929001875132_EU/prd/aa/en
FP-929001888655 | LEDClassic SSW 60W A60 E27WWCLND RF1SRT4 | 929001888655 | 2019-10-24 00:00:00 |  |  |  |  | A60 ¦ A 60mm | E27 ¦ E27 | 2700 K;2500 K;2200 K | Warm/Extra Warm/Very Warm | 43 mA | <lt/>6 | 60 mm | No | 8 kWh | 70 % |  |  | 104 mm | 0.5 s | [76 empty] | ADAM-a55dc2bbad244cf09d9ea8ee00376ace | https://www.assets.signify.com/is/image/Signify/40c71e6af5044713b78aa8ee00376b9c | ADAM-42327c46b1a1461a9036ac2301879df7 | https://www.assets.signify.com/is/content/PhilipsLighting/fp929001888655-pss-global | ADAM-20170707101721483 | https://www.assets.signify.com/is/image/PhilipsLighting/868f029073a84c419c59a7a900881abf | [8 empty] | ADAM-bd96e540ed0d4511b3b9ad480133858a | https://www.docs.signify.com/assets/ies/ledbulb_ssw_7%2c5w_a60_e27_827_cl-ies.ies | [8 empty] | ADAM-b5d5690df0fb4c56af4aadad00c6331f | https://www.assets.signify.com/is/content/Signify/725d4a29ab604ba7b98aadad00c633e9 | ADAM-e3348496101d4335b1e3ac23017c1d51 | https://www.assets.signify.com/is/content/PhilipsLighting/fp929001888655-gis-global | [12 empty] | F |  |  | 827/825/822 ¦ CCT of 2700K/2500K/2200K | 80 | 2700 K;2500 K;2200 K | 1.6 W;3 W;7.5 W | 107.00 lm/W | 50 to 60 Hz |  |  | 15000 hour(s) | 1.6 W;3 W;7.5 W | 0.5 | 15000 hour(s) | 20000 |  | 0.5 s |  | https://www.lighting.philips.com/link/929001888655_EU/prd/aa/en
FP-929001888855 | LEDClassic SSW 40W B35 E14 WW CLND 1SRT4 | 929001888855 | 2019-10-24 00:00:00 |  |  |  |  | B35 ¦ B 35mm | E14 ¦ E14 | 2700 K;2500 K;2200 K | Warm/Extra Warm/Very Warm | 33 mA | <lt/>6 | 35.5 mm | No | 5 kWh | 70 % |  |  | 106 mm | 0.5 s | [76 empty] | ADAM-f2ddaf624d1e49f1857da8ee00377ba7 | https://www.assets.signify.com/is/image/PhilipsLighting/a13dc31c92a44dadbb14a8ee00377e8c | ADAM-5a847362f6e047259cf9ac230187838d | https://www.assets.signify.com/is/content/PhilipsLighting/fp929001888855-pss-global | ADAM-20170628051317513 | https://www.assets.signify.com/is/image/PhilipsLighting/e136a140837d4b4eba39a7a0003497c2 | [8 empty] | ADAM-bfc9441e2db54f3bb645ad48013386aa | https://www.docs.signify.com/assets/ies/ledbulb_ssw_5w_b35_e14_827_cl-ies.ies | [8 empty] | ADAM-249bbb56cddb487490e8adad00c66847 | https://www.assets.signify.com/is/content/Signify/9e9208fca58b42b0b197adad00c66944 | ADAM-3665ea13e4854ac08eb0ac23017c4090 | https://www.assets.signify.com/is/content/PhilipsLighting/fp929001888855-gis-global | [12 empty] | F |  |  | 827/825/822 ¦ CCT of 2700K/2500K/2200K | 80 | 2700 K;2500 K;2200 K | 1 W;2.5 W;5 W | 94.00 lm/W | 50 to 60 Hz |  |  | 15000 hour(s) | 1 W;2.5 W;5 W | 0.5 | 15000 hour(s) | 20000 |  | 0.5 s |  | https://www.lighting.philips.com/link/929001888855_EU/prd/aa/en
FP-929001889731 | PILA LED CLA 40W B35 E14 WW CL ND 1CT/10 | 929001889731 | 2018-03-01 00:00:00 |  |  |  | 300 degree(s) | B35 ¦ B 35mm | E14 ¦ E14 | 2700 K | Warm White (WW) | 40 mA | <lt/>6 | 35 mm | No | 5 kWh | 70 % |  |  | 97 mm | 0.4 s | [76 empty] | ADAM-8dba99b72bd84dbd9950aceb011b14f7 | https://www.assets.signify.com/is/image/Signify/a754b5f0c8e4405084aeaceb011b1658 | ADAM-c67ea32f3d214a4093a5ad73009505d6 | https://www.assets.signify.com/is/content/Signify/fp929001889731-pss-global | ADAM-20170628051317513 | https://www.assets.signify.com/is/image/PhilipsLighting/e136a140837d4b4eba39a7a0003497c2 | [8 empty] | ADAM-ad3015eaf92d4fc2b96ba8f700718ef4 | https://www.docs.signify.com/assets/ies/ledcandle_cla_4_3_40w_e14_b35_clear_827_nd-ies.ies | [8 empty] | ADAM-ac4afbb131f44dc9a198adad00e5c223 | https://www.assets.signify.com/is/content/Signify/01bd2d8cb51a4fd5aa5aadad00e5c3b6 | ADAM-b9a614a11cbc46f6990bad7300900dac | https://www.assets.signify.com/is/content/Signify/fp929001889731-gis-global | [12 empty] | F | 470 lumen |  | 827 ¦ CCT of 2700K | 80 | 2700 K | 4.3 W | 109.00 lm/W | 50 to 60 Hz |  | 470 lumen | 15000 hour(s) | 4.3 W | 0.52 |  | 20000 |  | 0.4 s | 40 W | https://www.lighting.philips.com/link/929001889731_EU/prd/aa/en
FP-929001889755 | LED classic 40W B35 E14 WW CL ND RFSRT4 | 929001889755 | 2020-05-14 19:19:36 | [13 empty] | 70 % | [104 empty] | ADAM-5d0c0ee6397a40c3ab6dadad00dbfde4 | https://www.assets.signify.com/is/content/Signify/fa2e7d3958f64debaf6dadad00dbff5b | [14 empty] | F |  |  |  | 80 | [6 empty] | 15000 hour(s) |  |  | 15000 hour(s) | 20000 |  | instant full light s |  | https://www.lighting.philips.com/link/929001889755_EU/prd/aa/en
FP-929001889792 | CorePro LEDCandleND4.3-40W E14 827B35CLG | 929001889792 | 2020-12-16 00:00:00 |  |  |  |  | B35 ¦ B 35mm | E14 ¦ E14 | 2700 K | Warm White (WW) | 40 mA | <lt/>6 | 35 mm | No | 5 kWh | 70 % |  |  | 97 mm | 0.5 s | [12 empty] | Yes | [63 empty] | ADAM-8dba99b72bd84dbd9950aceb011b14f7 | https://www.assets.signify.com/is/image/Signify/a754b5f0c8e4405084aeaceb011b1658 | ADAM-765dbed24ff141aa86edad78006599c0 | https://www.assets.signify.com/is/content/Signify/fp929001889792-pss-global | ADAM-20170628051317513 | https://www.assets.signify.com/is/image/PhilipsLighting/e136a140837d4b4eba39a7a0003497c2 | [8 empty] | ADAM-ad3015eaf92d4fc2b96ba8f700718ef4 | https://www.docs.signify.com/assets/ies/ledcandle_cla_4_3_40w_e14_b35_clear_827_nd-ies.ies | [8 empty] | ADAM-5d0c0ee6397a40c3ab6dadad00dbfde4 | https://www.assets.signify.com/is/content/Signify/fa2e7d3958f64debaf6dadad00dbff5b | ADAM-1be28add0ae7471ba65fad7f00e7fd12 | https://www.assets.signify.com/is/content/Signify/fp929001889792-gis-global | [12 empty] | F | 470 lumen |  | 827 ¦ CCT of 2700K | 80 | 2700 K | 4.3 W | 109.00 lm/W | 50 to 60 Hz |  | 470 lumen | 15000 hour(s) | 4.3 W | 0.41 |  | 20000 |  | 0.5 s | 40 W | https://www.lighting.philips.com/link/929001889792_EU/prd/aa/en
FP-929001890031 | PILA LED CLA 40W A60 E27 WW CL ND 1CT/10 | 929001890031 | 2018-03-01 00:00:00 |  |  |  | 300 degree(s) | A60 ¦ A 60mm | E27 ¦ E27 | 2700 K | Warm White (WW) | 40 mA | <lt/>6 | 60 mm | No | 5 kWh | 70 % |  |  | 104 mm | 0.4 s | [76 empty] | ADAM-4055dcb73a5b4e23b9d7aceb011b27e7 | https://www.assets.signify.com/is/image/Signify/fbc2efca69fc4d239cbbaceb011b2998 | ADAM-0772abb12f70434ea236ad730094667a | https://www.assets.signify.com/is/content/Signify/fp929001890031-pss-global | ADAM-20170707101721483 | https://www.assets.signify.com/is/image/PhilipsLighting/868f029073a84c419c59a7a900881abf | [8 empty] | ADAM-d781053f10d846f3a010a90400760209 | https://www.docs.signify.com/assets/ies/ledbulb_cla_4_3_40w_e27_a60_clear_827_nd-ies.ies | [8 empty] | ADAM-a194242bc74f446883a7adad00e8d30a | https://www.assets.signify.com/is/content/Signify/7371c1e174984b34bb18adad00e8d50c | ADAM-fdbc3e01908843cb93d1ad7300901984 | https://www.assets.signify.com/is/content/Signify/fp929001890031-gis-global | [12 empty] | F | 470 lumen |  | 827 ¦ CCT of 2700K | 80 | 2700 K | 4.3 W | 109.00 lm/W | 50 to 60 Hz |  | 470 lumen | 15000 hour(s) | 4.3 W | 0.52 |  | 20000 |  | 0.4 s | 40 W | https://www.lighting.philips.com/link/929001890031_EU/prd/aa/en
FP-929001890092 | CorePro LEDBulbND 4.3-40W E27 A60827 CLG | 929001890092 | 2020-12-16 00:00:00 |  |  |  |  | A60 ¦ A 60mm | E27 ¦ E27 | 2700 K | Warm White (WW) | 40 mA | <lt/>6 | 60 mm | No | 5 kWh | 70 % |  |  | 106 mm | 0.5 s | [12 empty] | Yes | [63 empty] | ADAM-4055dcb73a5b4e23b9d7aceb011b27e7 | https://www.assets.signify.com/is/image/Signify/fbc2efca69fc4d239cbbaceb011b2998 | ADAM-e09f1f91fcf04223b9e1ad780061df6e | https://www.assets.signify.com/is/content/Signify/fp929001890092-pss-global | ADAM-20170707101721483 | https://www.assets.signify.com/is/image/PhilipsLighting/868f029073a84c419c59a7a900881abf | [8 empty] | ADAM-d781053f10d846f3a010a90400760209 | https://www.docs.signify.com/assets/ies/ledbulb_cla_4_3_40w_e27_a60_clear_827_nd-ies.ies | [8 empty] | ADAM-4d60c662ee4344a69187adad00dcc9f6 | https://www.assets.signify.com/is/content/Signify/dc4fc27812a14ebeb7d1adad00dccb51 | ADAM-1a27d5bdcbf3441fa9b5ad7f00e2b416 | https://www.assets.signify.com/is/content/Signify/fp929001890092-gis-global | [12 empty] | F | 470 lumen |  | 827 ¦ CCT of 2700K | 80 | 2700 K | 4.3 W | 109.00 lm/W | 50 to 60 Hz |  | 470 lumen | 15000 hour(s) | 4.3 W | 0.41 |  | 20000 |  | 0.5 s | 40 W | https://www.lighting.philips.com/link/929001890092_EU/prd/aa/en
FP-929001890431 | PILA LED CLA 40W P45 E14 WW CL ND 1CT/10 | 929001890431 | 2018-03-01 00:00:00 |  |  |  | 300 degree(s) | P45 ¦ P 45mm | E14 ¦ E14 | 2700 K | Warm White (WW) | 40 mA | <lt/>6 | 45 mm | No | 5 kWh | 70 % |  |  | 80 mm | 0.4 s | [76 empty] | ADAM-9e927c88ba494f1186abaceb011b1858 | https://www.assets.signify.com/is/image/Signify/223fcba44aef4d20a44faceb011b1bf6 | ADAM-b7958c56f10c4a37b76dad7300941800 | https://www.assets.signify.com/is/content/Signify/fp929001890431-pss-global | ADAM-20170628091717301 | https://www.assets.signify.com/is/image/PhilipsLighting/03fa1cc6a5cc464a888ba7a00077a174 | [8 empty] | ADAM-d13d76572317400e8f16a8f70071926e | https://www.docs.signify.com/assets/ies/ledluster_cla_4_3_40w_e14_p45_clear_827_nd-ies.ies | [8 empty] | ADAM-d8fdfb81d7834048b5a7adad00e94e22 | https://www.assets.signify.com/is/content/Signify/fe136ed4497643f1a95cadad00e952c2 | ADAM-692a878812e5405a9f7aad7300903246 | https://www.assets.signify.com/is/content/Signify/fp929001890431-gis-global | [12 empty] | F | 470 lumen |  | 827 ¦ CCT of 2700K | 80 | 2700 K | 4.3 W | 109.00 lm/W | 50 to 60 Hz |  | 470 lumen | 15000 hour(s) | 4.3 W | 0.52 |  | 20000 |  | 0.4 s | 40 W | https://www.lighting.philips.com/link/929001890431_EU/prd/aa/en
FP-929001890455 | LED classic 40W P45 E14 WW CL ND RFSRT4 | 929001890455 | 2020-05-14 19:21:27 | [13 empty] | 70 % | [104 empty] | ADAM-f8615ae06bb14f7d8d35adad00dd21ad | https://www.assets.signify.com/is/content/Signify/464d91bebba34fbaa771adad00dd23b6 | [14 empty] | F |  |  |  | 80 | [6 empty] | 15000 hour(s) |  |  | 15000 hour(s) | 20000 |  | instant full light s |  | https://www.lighting.philips.com/link/929001890455_EU/prd/aa/en
FP-929001890492 | CorePro LEDLusterND4.3-40W E14 827P45CLG | 929001890492 | 2020-12-16 00:00:00 |  |  |  |  | P45 ¦ P 45mm | E14 ¦ E14 | 2700 K | Warm White (WW) | 40 mA | <lt/>6 | 45 mm | No | 5 kWh | 70 % |  |  | 82 mm | 0.5 s | [12 empty] | Yes | [63 empty] | ADAM-9e927c88ba494f1186abaceb011b1858 | https://www.assets.signify.com/is/image/Signify/223fcba44aef4d20a44faceb011b1bf6 | ADAM-ecd4eea2fa1a4d298ef3ad780061f4e5 | https://www.assets.signify.com/is/content/Signify/fp929001890492-pss-global | ADAM-20170628091717301 | https://www.assets.signify.com/is/image/PhilipsLighting/03fa1cc6a5cc464a888ba7a00077a174 | [8 empty] | ADAM-d13d76572317400e8f16a8f70071926e | https://www.docs.signify.com/assets/ies/ledluster_cla_4_3_40w_e14_p45_clear_827_nd-ies.ies | [8 empty] | ADAM-f8615ae06bb14f7d8d35adad00dd21ad | https://www.assets.signify.com/is/content/Signify/464d91bebba34fbaa771adad00dd23b6 | ADAM-9c415c43aade4d9b962cad7f00e509c7 | https://www.assets.signify.com/is/content/Signify/fp929001890492-gis-global | [12 empty] | F | 470 lumen |  | 827 ¦ CCT of 2700K | 80 | 2700 K | 4.3 W | 109.00 lm/W | 50 to 60 Hz |  | 470 lumen | 15000 hour(s) | 4.3 W | 0.41 |  | 20000 |  | 0.5 s | 40 W | https://www.lighting.philips.com/link/929001890492_EU/prd/aa/en
FP-929001890555 | LED classic 40W E27 WW P45 CL ND RFSRT4 | 929001890555 | 2020-05-14 19:21:34 | [13 empty] | 70 % | [104 empty] | ADAM-ecffd6cc550740bda87eadad00e5587a | https://www.assets.signify.com/is/content/Signify/2a72569ad6bd4163aa8eadad00e55a3c | [14 empty] | F |  |  |  | 80 | [6 empty] | 15000 hour(s) |  |  | 15000 hour(s) | 20000 |  | instant full light s |  | https://www.lighting.philips.com/link/929001890555_EU/prd/aa/en
FP-929001890592 | CorePro LEDLusterND4.3-40W E27 827P45CLG | 929001890592 | 2020-12-16 00:00:00 |  |  |  |  | P45 ¦ P 45mm | E27 ¦ E27 | 2700 K | Warm White (WW) | 40 mA | <lt/>6 | 45 mm | No | 5 kWh | 70 % |  |  | 80 mm | 0.5 s | [12 empty] | Yes | [63 empty] | ADAM-ce493592ef50493aae95a8ee00374ab2 | https://www.assets.signify.com/is/image/PhilipsLighting/45f605099a7249878993a8ee00374b6f | ADAM-d876b88a7a904adf8bacad78006310fe | https://www.assets.signify.com/is/content/Signify/fp929001890592-pss-global | ADAM-20170628091717913 | https://www.assets.signify.com/is/image/PhilipsLighting/066fce58afc04d91aaf6a7a00077a333 | [8 empty] | ADAM-11836214fffb4e55b37ea8f70071933e | https://www.docs.signify.com/assets/ies/ledluster_cla_4_3_40w_e27_p45_clear_827_nd-ies.ies | [8 empty] | ADAM-ecffd6cc550740bda87eadad00e5587a | https://www.assets.signify.com/is/content/Signify/2a72569ad6bd4163aa8eadad00e55a3c | ADAM-8ecc3555aa9745598a0fad7f00e2a892 | https://www.assets.signify.com/is/content/Signify/fp929001890592-gis-global | [12 empty] | F | 470 lumen |  | 827 ¦ CCT of 2700K | 80 | 2700 K | 4.3 W | 109.00 lm/W | 50 to 60 Hz |  | 470 lumen | 15000 hour(s) | 4.3 W | 0.41 |  | 20000 |  | 0.5 s | 40 W | https://www.lighting.philips.com/link/929001890592_EU/prd/aa/en
FP-929001890692 | CorePro LEDBulbND 4.3-40W E27 A60840 CLG | 929001890692 | 2021-01-07 00:00:00 |  |  |  |  | A60 ¦ A 60mm | E27 ¦ E27 | 4000 K | Cool White (CW) | 40 mA | <lt/>6 | 60 mm | No | 5 kWh | 70 % |  |  | 106 mm | 0.5 s | [12 empty] | Yes | [63 empty] | ADAM-20170622115317329 | https://www.assets.signify.com/is/image/Signify/7fc234b7eaec4fd0a2bea79a00a2834f | ADAM-c0f150f8daf54a42a4f6ad780062d10e | https://www.assets.signify.com/is/content/Signify/fp929001890692-pss-global | ADAM-20170707101721483 | https://www.assets.signify.com/is/image/PhilipsLighting/868f029073a84c419c59a7a900881abf | [8 empty] | ADAM-0d13c376d7c946988435ab7400da2e04 | https://www.docs.signify.com/assets/ies/ledbulb_4%2c3w_e27_a60_840_cl-ies.ies | [8 empty] | ADAM-aa953da12129443d8de1adad00e5a91b | https://www.assets.signify.com/is/content/Signify/f3b1db94312448698ca1adad00e5ab93 | ADAM-9c99ff044dd34735b5aaad7f00e96809 | https://www.assets.signify.com/is/content/Signify/fp929001890692-gis-global | [12 empty] | E | 540 lumen |  | 840 ¦ CCT of 4000K | 80 | 4000 K | 4.3 W | 125.00 lm/W | 50 to 60 Hz |  | 540 lumen | 15000 hour(s) | 4.3 W | 0.41 |  | 20000 |  | 0.5 s | 40 W | https://www.lighting.philips.com/link/929001890692_EU/prd/aa/en
FP-929001890902 | CoreProLEDspot ND1.8-30W R39 E14 827 36D | 929001890902 | 2017-10-26 00:00:00 |  |  |  | 36 degree(s) | R39 ¦ R 39mm | E14 ¦ E14 | 2700 K | Warm White (WW) | 16 mA | <lt/>6 | 39 mm | No | 2 kWh | 70 % | 150 lumen | 250 cd | 65 mm | 0.1 s | Yes | [11 empty] | Yes | [63 empty] | ADAM-5205e212673243168523a8eb00312770 | https://www.assets.signify.com/is/image/PhilipsLighting/dda30e2a3bc747e2b11ca8eb00312b03 | ADAM-defe0ccc668949759cb2a9160120f48e | https://www.assets.signify.com/is/content/PhilipsLighting/fp929001890902-pss-global | ADAM-6c0e0a46fef049a2bc8ba8ff0021e29a | https://www.assets.signify.com/is/image/PhilipsLighting/37099141342f4a4ab1d3a8ff0021e3fb | [8 empty] | ADAM-32d0831826c14c98a9cba8f1003a98d2 | https://www.docs.signify.com/assets/ies/ledspot_corepro_1_8_30w_e14_r39_827_36d_nd-ies.ies | [8 empty] | ADAM-01e3e6ae98634af2b6bfadad00a186a0 | https://www.assets.signify.com/is/content/Signify/b49a1a11674941ac901eadad00a18821 | ADAM-d42a862ef5204b17a24ea9e6001ef8e5 | https://www.assets.signify.com/is/content/PhilipsLighting/fp929001890902-gis-global | [12 empty] | F | 150 lumen |  | 827 ¦ CCT of 2700K | 80 | 2700 K | 1.8 W | 83.00 lm/W | 50 to 60 Hz |  | 150 lumen | 15000 hour(s) | 1.8 W | 0.5 |  | 50000 |  | 0.1 s | 30 W | https://www.lighting.philips.com/link/929001890902_EU/prd/aa/en
FP-929001891002 | CoreProLEDspot ND1.4-25W R50 E14 827 36D | 929001891002 | 2017-10-26 00:00:00 |  |  |  | 36 degree(s) | R50 ¦ R 50mm | E14 ¦ E14 | 2700 K | Warm White (WW) | 13 mA | <lt/>6 | 50 mm | No | 2 kWh | 70 % | 105 lumen | 210 cd | 84 mm | 0.1 s | Yes | [11 empty] | Yes | [63 empty] | ADAM-65dd93e1e9d344b5ae4fa8eb00312f93 | https://www.assets.signify.com/is/image/PhilipsLighting/3446b4dc83f444abac66a8eb003130e4 | ADAM-820fd1f67d2942e9a9eaa91601205167 | https://www.assets.signify.com/is/content/PhilipsLighting/fp929001891002-pss-global | ADAM-36b4c53b304c44e881f5a8ff0021e510 | https://www.assets.signify.com/is/image/PhilipsLighting/b778530b39644d46b802a8ff0021e59a | [8 empty] | ADAM-68af227bc78d4381aecca8f1003a9a4c | https://www.docs.signify.com/assets/ies/ledspot_corepro_1_4_25w_e14_r50_827_36d_nd-ies.ies | [8 empty] | ADAM-37d3c6c01eb04873adf6adad00a204d1 | https://www.assets.signify.com/is/content/Signify/da408e988ac44bbc8ceeadad00a206f6 | ADAM-bb785ac2983b41449259a9e6001caf24 | https://www.assets.signify.com/is/content/PhilipsLighting/fp929001891002-gis-global | [12 empty] | F | 105 lumen |  | 827 ¦ CCT of 2700K | 80 | 2700 K | 1.4 W | 75.00 lm/W | 50 to 60 Hz |  | 105 lumen | 15000 hour(s) | 1.4 W | 0.5 |  | 50000 |  | 0.1 s | 25 W | https://www.lighting.philips.com/link/929001891002_EU/prd/aa/en
FP-929001891102 | CoreProLEDspot ND2.8-40W R50 E14 827 36D | 929001891102 | 2017-10-26 00:00:00 |  |  |  | 36 degree(s) | R50 ¦ R 50mm | E14 ¦ E14 | 2700 K | Warm White (WW) | 23 mA | <lt/>6 | 50 mm | No | 3 kWh | 70 % | 210 lumen | 400 cd | 84 mm | 0.1 s | Yes | [11 empty] | Yes | [63 empty] | ADAM-65dd93e1e9d344b5ae4fa8eb00312f93 | https://www.assets.signify.com/is/image/PhilipsLighting/3446b4dc83f444abac66a8eb003130e4 | ADAM-36b1c9ec409e4d309cf1a916011f5dd9 | https://www.assets.signify.com/is/content/PhilipsLighting/fp929001891102-pss-global | ADAM-36b4c53b304c44e881f5a8ff0021e510 | https://www.assets.signify.com/is/image/PhilipsLighting/b778530b39644d46b802a8ff0021e59a | [8 empty] | ADAM-b15b189c737d41ebb11ba8f1003a9ba5 | https://www.docs.signify.com/assets/ies/ledspot_corepro_2_8_40w_e14_r50_827_36d_nd-ies.ies | [8 empty] | ADAM-5ffe52d0a16443beab87adad00a28010 | https://www.assets.signify.com/is/content/Signify/3cac8ffdd4f0405cb5c5adad00a28178 | ADAM-0d77b0f5ceed488b8b5ca9e6001c9a48 | https://www.assets.signify.com/is/content/PhilipsLighting/fp929001891102-gis-global | [12 empty] | F | 210 lumen |  | 827 ¦ CCT of 2700K | 80 | 2700 K | 2.8 W | 75.00 lm/W | 50 to 60 Hz |  | 210 lumen | 15000 hour(s) | 2.8 W | 0.5 |  | 50000 |  | 0.1 s | 40 W | https://www.lighting.philips.com/link/929001891102_EU/prd/aa/en
FP-929001891202 | CoreProLEDspot D 4.3-60W R50 E14 827 36D | 929001891202 | 2017-10-26 00:00:00 |  |  |  | 36 degree(s) | R50 ¦ R 50mm | E14 ¦ E14 | 2700 K | Warm White (WW) | 25 mA | <lt/>6 | 50 mm | Only with specific dimmers | 5 kWh | 70 % | 320 lumen | 550 cd | 84 mm | 0.5 s | Yes | [11 empty] | Yes | [63 empty] | ADAM-65dd93e1e9d344b5ae4fa8eb00312f93 | https://www.assets.signify.com/is/image/PhilipsLighting/3446b4dc83f444abac66a8eb003130e4 | ADAM-4f04286511334cf2a296a916011fec02 | https://www.assets.signify.com/is/content/PhilipsLighting/fp929001891202-pss-global | ADAM-36b4c53b304c44e881f5a8ff0021e510 | https://www.assets.signify.com/is/image/PhilipsLighting/b778530b39644d46b802a8ff0021e59a | [8 empty] | ADAM-46ca26539d8042afacbba8f1003a9d5c | https://www.docs.signify.com/assets/ies/ledspot_corepro_4_3_60w_e14_r50_827_36d_dim-ies.ies | [8 empty] | ADAM-3565efe0a3b44c94baf6adad00a2e680 | https://www.assets.signify.com/is/content/Signify/9d469c1c235d4fe7b7b6adad00a2e834 | ADAM-432790f7a15842528ba2a9e6001ce377 | https://www.assets.signify.com/is/content/PhilipsLighting/fp929001891202-gis-global | [12 empty] | F | 320 lumen |  | 827 ¦ CCT of 2700K | 80 | 2700 K | 4.3 W | 74.00 lm/W | 50 to 60 Hz |  | 320 lumen | 15000 hour(s) | 4.3 W | 0.7 |  | 50000 |  | 0.5 s | 60 W | https://www.lighting.philips.com/link/929001891202_EU/prd/aa/en
FP-929001891302 | CoreProLEDspot ND 3-40W R63 E27 827 36D | 929001891302 | 2017-10-26 00:00:00 |  |  |  | 36 degree(s) | R63 ¦R 63mm | E27 ¦ E27 | 2700 K | Warm White (WW) | 23 mA | <lt/>6 | 63 mm | No | 3 kWh | 70 % | 210 lumen | 400 cd | 102 mm | 0.1 s | Yes | [11 empty] | Yes | [63 empty] | ADAM-e42156322749438c9ddda8eb003133be | https://www.assets.signify.com/is/image/PhilipsLighting/3fbaf95c36be4fc7a7c7a8eb00313538 | ADAM-e25867bb105446a6876fa916011f8d3e | https://www.assets.signify.com/is/content/PhilipsLighting/fp929001891302-pss-global | ADAM-55532377d6ed4c49ad2ba8ff0021e66a | https://www.assets.signify.com/is/image/PhilipsLighting/86e0aa27b423409383bda8ff0021e777 | [8 empty] | ADAM-952c7e52b1e841919fe8a8f1003aa2f5 | https://www.docs.signify.com/assets/ies/ledspot_corepro_3_40w_e27_r63_827_36d_nd-ies.ies | [8 empty] | ADAM-9b74f29d6d1747d7a9e1adad00a3a9e9 | https://www.assets.signify.com/is/content/Signify/a4dfd396dfef44b5a4fcadad00a3ad53 | ADAM-2cc79a3dd6ec4fd1b0dea9e6001cb00e | https://www.assets.signify.com/is/content/PhilipsLighting/fp929001891302-gis-global | [12 empty] | G | 210 lumen |  | 827 ¦ CCT of 2700K | 80 | 2700 K | 3 W | 70.00 lm/W | 50 to 60 Hz |  | 210 lumen | 15000 hour(s) | 3 W | 0.5 |  | 50000 |  | 0.1 s | 40 W | https://www.lighting.philips.com/link/929001891302_EU/prd/aa/en
FP-929001891402 | CoreProLEDspot D 4.5-60W R63 E27 827 36D | 929001891402 | 2017-10-26 00:00:00 |  |  |  | 36 degree(s) | R63 ¦R 63mm | E27 ¦ E27 | 2700 K | Warm White (WW) | 25 mA | <lt/>6 | 63 mm | Only with specific dimmers | 5 kWh | 70 % | 345 lumen | 620 cd | 102 mm | 0.5 s | Yes | [11 empty] | Yes | [63 empty] | ADAM-e42156322749438c9ddda8eb003133be | https://www.assets.signify.com/is/image/PhilipsLighting/3fbaf95c36be4fc7a7c7a8eb00313538 | ADAM-5465281bec524a1196caa916011fe36f | https://www.assets.signify.com/is/content/PhilipsLighting/fp929001891402-pss-global | ADAM-55532377d6ed4c49ad2ba8ff0021e66a | https://www.assets.signify.com/is/image/PhilipsLighting/86e0aa27b423409383bda8ff0021e777 | [8 empty] | ADAM-ed431738a16042abb421a8f1003aa4bd | https://www.docs.signify.com/assets/ies/ledspot_corepro_4_5_60w_e27_r63_827_36d_dim-ies.ies | [8 empty] | ADAM-c94dd4fc81814ca5b3f3adad00a42b65 | https://www.assets.signify.com/is/content/Signify/c47a1d77bcf6417ead88adad00a42cc5 | ADAM-9a8b2ae8a8db42b1987ba9e6001dbb56 | https://www.assets.signify.com/is/content/PhilipsLighting/fp929001891402-gis-global | [12 empty] | F | 345 lumen |  | 827 ¦ CCT of 2700K | 80 | 2700 K | 4.5 W | 76.00 lm/W | 50 to 60 Hz |  | 345 lumen | 15000 hour(s) | 4.5 W | 0.7 |  | 50000 |  | 0.5 s | 60 W | https://www.lighting.philips.com/link/929001891402_EU/prd/aa/en
FP-929001891502 | CoreProLEDspot ND 4-60W R80 E27 827 36D | 929001891502 | 2017-10-26 00:00:00 |  |  |  | 36 degree(s) | R80 ¦ R 80mm | E27 ¦ E27 | 2700 K | Warm White (WW) | 33 mA | <lt/>6 | 80 mm | No | 4 kWh | 70 % | 345 lumen | 620 cd | 112 mm | 0.1 s | Yes | [11 empty] | Yes | [63 empty] | ADAM-871ab71b2fe64a7aa956a8eb0031385f | https://www.assets.signify.com/is/image/PhilipsLighting/ddd6fe52656f4add9e66a8eb003139a9 | ADAM-fdeda81f1e17473b9e50a916011f2c61 | https://www.assets.signify.com/is/content/PhilipsLighting/fp929001891502-pss-global | ADAM-0bf814a184e94b16b6c6a8ff0021e966 | https://www.assets.signify.com/is/image/PhilipsLighting/4918c5ca5c66424d981da8ff0021ea45 | [8 empty] | ADAM-5a5449ec7461464eb805a8f1003aa630 | https://www.docs.signify.com/assets/ies/ledspot_corepro_4_60w_e27_r80_827_36d_nd-ies.ies | [8 empty] | ADAM-5406d56093754d0da447adad00a4bc02 | https://www.assets.signify.com/is/content/Signify/b98fccb7cbfa47609ed2adad00a4bf0e | ADAM-dab6f68b85a6486ca184a9e6001d3b39 | https://www.assets.signify.com/is/content/PhilipsLighting/fp929001891502-gis-global | [12 empty] | F | 345 lumen |  | 827 ¦ CCT of 2700K | 80 | 2700 K | 4 W | 86.00 lm/W | 50 to 60 Hz |  | 345 lumen | 15000 hour(s) | 4 W | 0.5 |  | 50000 |  | 0.1 s | 60 W | https://www.lighting.philips.com/link/929001891502_EU/prd/aa/en
FP-929001891602 | CoreProLEDspot ND 8-100W R80 E27 827 36D | 929001891602 | 2017-10-26 00:00:00 |  |  |  | 36 degree(s) | R80 ¦ R 80mm | E27 ¦ E27 | 2700 K | Warm White (WW) | 55 mA | <lt/>6 | 80 mm | No | 8 kWh | 70 % | 670 lumen | 1100 cd | 112 mm | 0.1 s | Yes | [11 empty] | Yes | [63 empty] | ADAM-871ab71b2fe64a7aa956a8eb0031385f | https://www.assets.signify.com/is/image/PhilipsLighting/ddd6fe52656f4add9e66a8eb003139a9 | ADAM-c9606bcd540349f6906da91601212f76 | https://www.assets.signify.com/is/content/PhilipsLighting/fp929001891602-pss-global | ADAM-0bf814a184e94b16b6c6a8ff0021e966 | https://www.assets.signify.com/is/image/PhilipsLighting/4918c5ca5c66424d981da8ff0021ea45 | [8 empty] | ADAM-98a29986bdb24c9db80fa8f1003aa7a9 | https://www.docs.signify.com/assets/ies/ledspot_corepro_8_100w_e27_r80_827_36d_nd-ies.ies | [8 empty] | ADAM-8ff84c801a0345178d22adad00a56fa2 | https://www.assets.signify.com/is/content/Signify/f1b67d5482cb4afebeacadad00a572a3 | ADAM-84258c82aac7465eb6cca9e6001dca82 | https://www.assets.signify.com/is/content/PhilipsLighting/fp929001891602-gis-global | [12 empty] | F | 670 lumen |  | 827 ¦ CCT of 2700K | 80 | 2700 K | 8 W | 83.00 lm/W | 50 to 60 Hz |  | 670 lumen | 15000 hour(s) | 8 W | 0.6 |  | 50000 |  | 0.1 s | 100 W | https://www.lighting.philips.com/link/929001891602_EU/prd/aa/en
FP-929001898502 | TForce LED Road 60-35W E27 740 | 929001898502 | 2017-10-26 00:00:00 |  |  |  |  | Others | E27 ¦ E27 | 4000 K | Cool White (CW) | 920 mA | <lt/>6 | 61 mm | No | 35 kWh | 70 % |  |  | 200 mm | 0.5 s | [12 empty] | Yes | [63 empty] | ADAM-930f8cdc6d57455ba920a8eb00315d39 | https://www.assets.signify.com/is/image/PhilipsLighting/5ae018146a6a43c9b706a8eb00315e81 | ADAM-8f67343415de4f95910aa9160120fac5 | https://www.assets.signify.com/is/content/PhilipsLighting/fp929001898502-pss-global | ADAM-5535e900c4074735ba2ca90b009116d1 | https://www.assets.signify.com/is/image/PhilipsLighting/f5290878fe6b4d8f9c0ba90b0091175c |  |  | ADAM-6b5ea140a99a4f598540ae91009a8593 | https://www.assets.signify.com/is/content/Signify/275f4d40edcc4f5bb086ae91009a90cd |  |  |  |  | ADAM-6133b22be1514790a694a90700211bc6 | https://www.docs.signify.com/assets/ies/led_tforce_60_35w_e27_others_clear_740_nd-ies.ies | [8 empty] | ADAM-a24a68a87fa94c479a84adaa0106ad98 | https://www.assets.signify.com/is/content/Signify/2f6424c6c63541bd87daadaa0106af4d | ADAM-57f3de174b2b43ebb85faa7d00bc1a84 | https://www.assets.signify.com/is/content/PhilipsLighting/fp929001898502-gis-global |  |  |  |  | ADAM-12e2929bd9434f04b1b4b01500d914a5 | https://www.assets.signify.com/is/content/Signify/fe054dd74c2047dcad34b01500d914a3 | ADAM-b6897b99fe58439fb80ca9d900eddc60;ADAM-3588369a6ad64c3fb282b02900d8027a | https://www.assets.signify.com/is/content/PhilipsLighting/548a77fcc20542e4ba83a9d900eded72;https://www.assets.signify.com/is/content/Signify/4e1380eb83c64465bc0eb02900d80277 |  |  |  |  | D | 6000 lumen |  | 740 ¦ CCT of 4000K | 70 | 4000 K | 35 W | 171.00 lm/W | 50 Hz |  | 6000 lumen | 50000 hour(s) | 35 W | 0.9 |  | 50000 |  | 0.5 s | 70 W | https://www.lighting.philips.com/link/929001898502_EU/prd/aa/en
FP-929001901402 | CorePro LED Stick ND 9.5-68W T38 E27 830 | 929001901402 | 2017-10-30 00:00:00 |  |  |  | 240 degree(s) | Stick | E27 ¦ E27 | 3000 K | White (WH) | 84 mA | <lt/>6 | 37.2 mm | No | 10 kWh | 70 % |  |  | 114.3 mm | 0.5 s | [12 empty] | Yes | [63 empty] | ADAM-7c41affcad614f27bf9ba89a007d34e4 | https://www.assets.signify.com/is/image/PhilipsLighting/32c6b1c713164385af7fa89a007d3659 | ADAM-326e546be4b242c39d2ba8f50106a04a | https://www.assets.signify.com/is/content/PhilipsLighting/fp929001901402-pss-global | ADAM-c02144c30c7e44e59c13a8bd00854f21 | https://www.assets.signify.com/is/image/PhilipsLighting/1d5879a268994d0d8867a8bd008551db | [8 empty] | ADAM-2f3ce0dd030e4f138005a8b7005e88c5 | https://www.docs.signify.com/assets/ies/ledbulb_9-68w_e27_stick_830_fr_240d-ies.ies | [8 empty] | ADAM-b929e88aacf64005a28cadab013f9bca | https://www.assets.signify.com/is/content/Signify/dc03de1b372945038d1cadab013f9cd0 | ADAM-a9bc9110b763411d8a31a9e6001e59cb | https://www.assets.signify.com/is/content/PhilipsLighting/fp929001901402-gis-global | [12 empty] | F | 950 lumen |  | 830 ¦ CCT of 3000K | 80 | 3000 K | 9.5 W | 100.00 lm/W | 50 to 60 Hz |  | 950 lumen | 15000 hour(s) | 9.5 W | 0.51 |  | 50000 |  | 0.5 s | 68 W | https://www.lighting.philips.com/link/929001901402_EU/prd/aa/en
FP-929001901502 | CorePro LED Stick ND 9.5-75W T38 E27 840 | 929001901502 | 2017-10-30 00:00:00 |  |  |  | 240 degree(s) | Stick | E27 ¦ E27 | 4000 K | Cool White (CW) | 84 mA | <lt/>6 | 37.2 mm | No | 10 kWh | 70 % |  |  | 114.3 mm | 0.5 s | [12 empty] | Yes | [63 empty] | ADAM-7c41affcad614f27bf9ba89a007d34e4 | https://www.assets.signify.com/is/image/PhilipsLighting/32c6b1c713164385af7fa89a007d3659 | ADAM-ce7f50fce20f4256af2ba8f5010cf255 | https://www.assets.signify.com/is/content/PhilipsLighting/fp929001901502-pss-global | ADAM-c02144c30c7e44e59c13a8bd00854f21 | https://www.assets.signify.com/is/image/PhilipsLighting/1d5879a268994d0d8867a8bd008551db | [8 empty] | ADAM-6233eaef4e9a4ddc8c1fa8b7005e8bdf | https://www.docs.signify.com/assets/ies/ledbulb_9-75w_e27_stick_840_fr_240d-ies.ies | [8 empty] | ADAM-5bf723a1787d4568a6d7adab01408f8a | https://www.assets.signify.com/is/content/Signify/4efdeff0f1654016b461adab014091b8 | ADAM-3d265362675d44bc9281a9e6001dd2f7 | https://www.assets.signify.com/is/content/PhilipsLighting/fp929001901502-gis-global | [12 empty] | E | 1050 lumen |  | 840 ¦ CCT of 4000K | 80 | 4000 K | 9.5 W | 110.00 lm/W | 50 to 60 Hz |  | 1050 lumen | 15000 hour(s) | 9.5 W | 0.51 |  | 50000 |  | 0.5 s | 75 W | https://www.lighting.philips.com/link/929001901502_EU/prd/aa/en
FP-929001904802 | CorePro LED spot ND 7-50W MR16 827 36D | 929001904802 | 2017-10-30 00:00:00 |  |  |  | 36 degree(s) | MR16 ¦ 2inch/50mm | GU5.3 ¦ GU5.3 | 2700 K | Warm White (WW) | 730 mA | <lt/>6 | 50.5 mm | No | 7 kWh | 70 % | 621 lumen | 1400 cd | 45 mm | 0.5 s | Yes | [11 empty] | Yes | [63 empty] | ADAM-20170622115522765 | https://www.assets.signify.com/is/image/PhilipsLighting/1f2b8ddfe8e742278004a79a00a32abb | ADAM-753b3e93c92d43819952a9160121d78e | https://www.assets.signify.com/is/content/PhilipsLighting/fp929001904802-pss-global | ADAM-20160303143644384 | https://www.assets.signify.com/is/image/PhilipsLighting/c7c9a825afe544a18ee5a5be00ded35e | [8 empty] | ADAM-c8df8bef4c024a3cb5daa8f1003aac29 | https://www.docs.signify.com/assets/ies/ledspot_corepro_7_50w_gu5_3_mr16_827_36d_nd-ies.ies | [8 empty] | ADAM-101770c118cb4142a176adad01026966 | https://www.assets.signify.com/is/content/Signify/0eae30d4aaae4601ae9fadad01026b2c | ADAM-9880ed22f3cd48a18ac8a9e6001e2814 | https://www.assets.signify.com/is/content/PhilipsLighting/fp929001904802-gis-global |  |  |  |  | ADAM-d4b96b38c10f416987bcae2401096d0a | https://www.assets.signify.com/is/image/Signify/e6ff3cc785cd4b418b3dae2401096fe3 | [6 empty] | F | 621 lumen |  | 827 ¦ CCT of 2700K | 80 | 2700 K | 7 W | 88 lm/W | - Hz |  | 621 lumen | 15000 hour(s) | 7 W | 0.8 |  | 50000 |  | 0.5 s | 50 W | https://www.lighting.philips.com/link/929001904802_EU/prd/aa/en
FP-929001904855 | LED 50W MR16 WW 36D RF ND SRT4 | 929001904855 | 2020-05-14 19:19:52 | [13 empty] | 70 % | [104 empty] | ADAM-09f7ce3e8d6e48d6940cadae000899ea | https://www.assets.signify.com/is/content/Signify/ccd854b880954b0caefcadae00089dd6 | [14 empty] | F |  |  |  | 80 | [6 empty] | 15000 hour(s) |  |  | 15000 hour(s) | 50000 |  | instant full light s |  | https://www.lighting.philips.com/link/929001904855_EU/prd/aa/en
FP-929001904902 | CorePro LED spot ND 7-50W MR16 830 36D | 929001904902 | 2017-10-30 00:00:00 |  |  |  | 36 degree(s) | MR16 ¦ 2inch/50mm | GU5.3 ¦ GU5.3 | 3000 K | White (WH) | 730 mA | <lt/>6 | 50.5 mm | No | 7 kWh | 70 % | 621 lumen | 1400 cd | 45 mm | 0.5 s | Yes | [11 empty] | Yes | [63 empty] | ADAM-20170622115522765 | https://www.assets.signify.com/is/image/PhilipsLighting/1f2b8ddfe8e742278004a79a00a32abb | ADAM-39058597345a40fab983a9160120b8a0 | https://www.assets.signify.com/is/content/PhilipsLighting/fp929001904902-pss-global | ADAM-20160303143644384 | https://www.assets.signify.com/is/image/PhilipsLighting/c7c9a825afe544a18ee5a5be00ded35e | [8 empty] | ADAM-451b20ffd7044a88a53ea8f1003aaf08 | https://www.docs.signify.com/assets/ies/ledspot_corepro_7_50w_gu5_3_mr16_830_36d_nd-ies.ies | [8 empty] | ADAM-57b39190f6824b7d99e6adad00f24e88 | https://www.assets.signify.com/is/content/Signify/22c5aa6d6bae4b759bfcadad00f25320 | ADAM-eb60ca821402474b9c58a9e6001ef392 | https://www.assets.signify.com/is/content/PhilipsLighting/fp929001904902-gis-global |  |  |  |  | ADAM-d4b96b38c10f416987bcae2401096d0a | https://www.assets.signify.com/is/image/Signify/e6ff3cc785cd4b418b3dae2401096fe3 | [6 empty] | F | 621 lumen |  | 830 ¦ CCT of 3000K | 80 | 3000 K | 7 W | 88 lm/W | - Hz |  | 621 lumen | 15000 hour(s) | 7 W | 0.8 |  | 50000 |  | 0.5 s | 50 W | https://www.lighting.philips.com/link/929001904902_EU/prd/aa/en
FP-929001905002 | CorePro LED spot ND 7-50W MR16 840 36D | 929001905002 | 2017-10-30 00:00:00 |  |  |  | 36 degree(s) | MR16 ¦ 2inch/50mm | GU5.3 ¦ GU5.3 | 4000 K | Cool White (CW) | 730 mA | <lt/>6 | 50.5 mm | No | 7 kWh | 70 % | 660 lumen | 1500 cd | 45 mm | 0.5 s | Yes | [11 empty] | Yes | [63 empty] | ADAM-20170622115522765 | https://www.assets.signify.com/is/image/PhilipsLighting/1f2b8ddfe8e742278004a79a00a32abb | ADAM-f957ae601e2c4a65bc17a9160120a02e | https://www.assets.signify.com/is/content/PhilipsLighting/fp929001905002-pss-global | ADAM-20160303143644384 | https://www.assets.signify.com/is/image/PhilipsLighting/c7c9a825afe544a18ee5a5be00ded35e | [8 empty] | ADAM-a060c5146c2c4d23815aa8f1003ab455 | https://www.docs.signify.com/assets/ies/ledspot_corepro_7_50w_gu5_3_mr16_840_36d_nd-ies.ies | [8 empty] | ADAM-a037bc547aa44182951cadad0102c580 | https://www.assets.signify.com/is/content/Signify/3d31d2f8b0294d6d8a49adad0102c73e | ADAM-229b56489ff949d48585a9e6001d73f5 | https://www.assets.signify.com/is/content/PhilipsLighting/fp929001905002-gis-global |  |  |  |  | ADAM-d4b96b38c10f416987bcae2401096d0a | https://www.assets.signify.com/is/image/Signify/e6ff3cc785cd4b418b3dae2401096fe3 | [6 empty] | F | 660 lumen |  | 840 ¦ CCT of 4000K | 80 | 4000 K | 7 W | 94.00 lm/W | - Hz |  | 660 lumen | 15000 hour(s) | 7 W | 0.8 |  | 50000 |  | 0.5 s | 50 W | https://www.lighting.philips.com/link/929001905002_EU/prd/aa/en
FP-929001905055 | LED 50W MR16 CW 36D RF ND SRT4 | 929001905055 | 2020-06-12 18:14:48 | [13 empty] | 70 % | [104 empty] | ADAM-36b5ede2198749308ad5adad00f24aa1 | https://www.assets.signify.com/is/content/Signify/5d73211b3bec48dba36dadad00f25197 | [14 empty] | F |  |  |  | 80 | [6 empty] | 15000 hour(s) |  |  | 15000 hour(s) | 50000 |  | instant full light s |  | https://www.lighting.philips.com/link/929001905055_EU/prd/aa/en
FP-929001908502 | MAS LEDtube 1200mm HO 26W 830 T5 | 929001908502 | 2017-11-13 00:00:00 |  |  |  | 200 degree(s) | Tube, double-ended | G5 ¦ G5 | 3000 K | White (WH) | 125 mA | <lt/>6 | 17 mm | No | 26 kWh | 70 % |  |  | 1163 mm | 0.5 s |  |  | -20 °C to 45 °C | [9 empty] | Yes | [63 empty] | ADAM-20170725094847734 | https://www.assets.signify.com/is/image/PhilipsLighting/978ab80649214bedb481a7bb0080c23a | ADAM-caba48f32aba43fbac29a8ad00000b9a | https://www.assets.signify.com/is/content/PhilipsLighting/fp929001908502-pss-global | ADAM-20161212150217384 | https://www.assets.signify.com/is/image/PhilipsLighting/6eba304c25944252a4f1a6da00e6dcc0 |  |  | ADAM-6fc161307ff64a139f7eaf3a0085d8b7 | https://www.assets.signify.com/is/content/Signify/4cbb25677d4244efa177af3a0085dc62 |  |  |  |  | ADAM-fa17a87f3b3a41ac8acca8b7005e92b9 | https://www.docs.signify.com/assets/ies/ledtube_ho_1100mm_26w_g5_830_3600lm-ies.ies | [8 empty] | ADAM-6cd2b95237fc4d35b738adab00d437ed | https://www.assets.signify.com/is/content/Signify/d6887432f90344f4be21adab00d43a82 | ADAM-d75cefe783a9487695f7aa7d00bca5a8 | https://www.assets.signify.com/is/content/PhilipsLighting/fp929001908502-gis-global | [12 empty] | D | 3600 lumen |  | 830 ¦ CCT of 3000K | 80 | 3000 K | 26 W | 138.00 lm/W | 50 to 60 Hz |  | 3600 lumen | 50000 hour(s) | 26 W | 0.92 |  | 200000 |  | 0.5 s |  | https://www.lighting.philips.com/link/929001908502_EU/prd/aa/en
FP-929001908602 | MAS LEDtube 1200mm HO 26W 840 T5 | 929001908602 | 2017-11-13 00:00:00 |  |  |  | 200 degree(s) | Tube, double-ended | G5 ¦ G5 | 4000 K | Cool White (CW) | 125 mA | <lt/>6 | 17 mm | No | 26 kWh | 70 % |  |  | 1163 mm | 0.5 s |  |  | -20 °C to 45 °C | [9 empty] | Yes | [63 empty] | ADAM-20170725094847734 | https://www.assets.signify.com/is/image/PhilipsLighting/978ab80649214bedb481a7bb0080c23a | ADAM-e5b9524aced54febb6a3a8ac018a95ae | https://www.assets.signify.com/is/content/PhilipsLighting/fp929001908602-pss-global | ADAM-20161212150217384 | https://www.assets.signify.com/is/image/PhilipsLighting/6eba304c25944252a4f1a6da00e6dcc0 |  |  | ADAM-6fc161307ff64a139f7eaf3a0085d8b7 | https://www.assets.signify.com/is/content/Signify/4cbb25677d4244efa177af3a0085dc62 |  |  |  |  | ADAM-57a0a114d4c540f3931da8b7005e942b | https://www.docs.signify.com/assets/ies/ledtube_ho_1100mm_26w_g5_840_3900lm-ies.ies | [8 empty] | ADAM-0ad8081b42164fddb8ccadab00d3f6d1 | https://www.assets.signify.com/is/content/Signify/3be067f2542249f79705adab00d3f7b2 | ADAM-d84ca5ac97d9405ca5caaa7d00c32c71 | https://www.assets.signify.com/is/content/PhilipsLighting/fp929001908602-gis-global | [12 empty] | D | 3900 lumen |  | 840 ¦ CCT of 4000K | 80 | 4000 K | 26 W | 150 lm/W | 50 to 60 Hz |  | 3900 lumen | 50000 hour(s) | 26 W | 0.92 |  | 200000 |  | 0.5 s |  | https://www.lighting.philips.com/link/929001908602_EU/prd/aa/en
FP-929001908702 | MAS LEDtube 1200mm HO 26W 865 T5 | 929001908702 | 2017-11-13 00:00:00 |  |  |  | 200 degree(s) | Tube, double-ended | G5 ¦ G5 | 6500 K | Cool Daylight | 125 mA | <lt/>6 | 17 mm | No | 26 kWh | 70 % |  |  | 1163 mm | 0.5 s |  |  | -20 °C to 45 °C | [9 empty] | Yes | [63 empty] | ADAM-20170725094847734 | https://www.assets.signify.com/is/image/PhilipsLighting/978ab80649214bedb481a7bb0080c23a | ADAM-a9d353fa756f496eb246a8ac018ae353 | https://www.assets.signify.com/is/content/PhilipsLighting/fp929001908702-pss-global | ADAM-20161212150217384 | https://www.assets.signify.com/is/image/PhilipsLighting/6eba304c25944252a4f1a6da00e6dcc0 |  |  | ADAM-6fc161307ff64a139f7eaf3a0085d8b7 | https://www.assets.signify.com/is/content/Signify/4cbb25677d4244efa177af3a0085dc62 |  |  |  |  | ADAM-89b8a24bb1454ef585fda8b7005e9572 | https://www.docs.signify.com/assets/ies/ledtube_ho_1100mm_26w_g5_865_3900lm-ies.ies | [8 empty] | ADAM-dc822e8d1ff341e788f2adab00d348df | https://www.assets.signify.com/is/content/Signify/6c8f25db43044b87a905adab00d349bb | ADAM-d7b81785ba5149609c99aa7d00c14b30 | https://www.assets.signify.com/is/content/PhilipsLighting/fp929001908702-gis-global | [12 empty] | D | 3900 lumen |  | 865 ¦ CCT of 6500K | 80 | 6500 K | 26 W | 150 lm/W | 50 to 60 Hz |  | 3900 lumen | 50000 hour(s) | 26 W | 0.92 |  | 200000 |  | 0.5 s |  | https://www.lighting.philips.com/link/929001908702_EU/prd/aa/en
FP-929001908802 | MAS LEDtube 1500mm HO 26W 830 T5 | 929001908802 | 2017-11-13 00:00:00 |  |  |  | 200 degree(s) | Tube, double-ended | G5 ¦ G5 | 3000 K | White (WH) | 125 mA | <lt/>6 | 17 mm | No | 26 kWh | 70 % |  |  | 1463 mm | 0.5 s |  |  | -20 °C to 45 °C | [9 empty] | Yes | [63 empty] | ADAM-20170725094847734 | https://www.assets.signify.com/is/image/PhilipsLighting/978ab80649214bedb481a7bb0080c23a | ADAM-b1389853242e4bb69a8ba8ad00007ddc | https://www.assets.signify.com/is/content/PhilipsLighting/fp929001908802-pss-global | ADAM-20161212150217384 | https://www.assets.signify.com/is/image/PhilipsLighting/6eba304c25944252a4f1a6da00e6dcc0 |  |  | ADAM-6fc161307ff64a139f7eaf3a0085d8b7 | https://www.assets.signify.com/is/content/Signify/4cbb25677d4244efa177af3a0085dc62 |  |  |  |  | ADAM-93fd0ee7444542d88d01a8b7005e9637 | https://www.docs.signify.com/assets/ies/ledtube_ho_1400mm_26w_g5_830_3600lm-ies.ies | [8 empty] | ADAM-69acfdb8909b4c8e8072adab00d2dd2a | https://www.assets.signify.com/is/content/Signify/93d5cfe37c804b5c9695adab00d2de68 | ADAM-42050b04c6624749a7f9a9e6001d3702 | https://www.assets.signify.com/is/content/PhilipsLighting/fp929001908802-gis-global | [12 empty] | D | 3600 lumen |  | 830 ¦ CCT of 3000K | 80 | 3000 K | 26 W | 138.00 lm/W | 50 to 60 Hz |  | 3600 lumen | 50000 hour(s) | 26 W | 0.92 |  | 200000 |  | 0.5 s |  | https://www.lighting.philips.com/link/929001908802_EU/prd/aa/en
FP-929001908902 | MAS LEDtube 1500mm HO 26W 840 T5 | 929001908902 | 2017-11-13 00:00:00 |  |  |  | 200 degree(s) | Tube, double-ended | G5 ¦ G5 | 4000 K | Cool White (CW) | 125 mA | <lt/>6 | 17 mm | No | 26 kWh | 70 % |  |  | 1463 mm | 0.5 s |  |  | -20 °C to 45 °C | [9 empty] | Yes | [63 empty] | ADAM-20170725094847734 | https://www.assets.signify.com/is/image/PhilipsLighting/978ab80649214bedb481a7bb0080c23a | ADAM-53fcddeae3e1412e8271a8ad0000038f | https://www.assets.signify.com/is/content/PhilipsLighting/fp929001908902-pss-global | ADAM-20161212150217384 | https://www.assets.signify.com/is/image/PhilipsLighting/6eba304c25944252a4f1a6da00e6dcc0 |  |  | ADAM-6fc161307ff64a139f7eaf3a0085d8b7 | https://www.assets.signify.com/is/content/Signify/4cbb25677d4244efa177af3a0085dc62 |  |  |  |  | ADAM-445018fd0d6b4fdaaa0aa8b7005e971b | https://www.docs.signify.com/assets/ies/ledtube_ho_1400mm_26w_g5_840_3900lm-ies.ies | [8 empty] | ADAM-c935836efc4c4d3b87f1adab00d39808 | https://www.assets.signify.com/is/content/Signify/7d058b21812d47c28a34adab00d39a84 | ADAM-91be50895e33424e8a04a9e6001cabbd | https://www.assets.signify.com/is/content/PhilipsLighting/fp929001908902-gis-global | [12 empty] | D | 3900 lumen |  | 840 ¦ CCT of 4000K | 80 | 4000 K | 26 W | 150 lm/W | 50 to 60 Hz |  | 3900 lumen | 50000 hour(s) | 26 W | 0.92 |  | 200000 |  | 0.5 s |  | https://www.lighting.philips.com/link/929001908902_EU/prd/aa/en
FP-929001909002 | MAS LEDtube 1500mm HO 26W 865 T5 | 929001909002 | 2017-11-13 00:00:00 |  |  |  | 200 degree(s) | Tube, double-ended | G5 ¦ G5 | 6500 K | Cool Daylight | 125 mA | <lt/>6 | 17 mm | No | 26 kWh | 70 % |  |  | 1463 mm | 0.5 s |  |  | -20 °C to 45 °C | [9 empty] | Yes | [63 empty] | ADAM-20170725094847734 | https://www.assets.signify.com/is/image/PhilipsLighting/978ab80649214bedb481a7bb0080c23a | ADAM-0842f4832bac4619b336a8ad0000485d | https://www.assets.signify.com/is/content/PhilipsLighting/fp929001909002-pss-global | ADAM-20161212150217384 | https://www.assets.signify.com/is/image/PhilipsLighting/6eba304c25944252a4f1a6da00e6dcc0 |  |  | ADAM-6fc161307ff64a139f7eaf3a0085d8b7 | https://www.assets.signify.com/is/content/Signify/4cbb25677d4244efa177af3a0085dc62 |  |  |  |  | ADAM-890d65d5cc454684966ba8b7005e97fd | https://www.docs.signify.com/assets/ies/ledtube_ho_1400mm_26w_g5_865_3900lm-ies.ies | [8 empty] | ADAM-5bcaa091df8f484090fdadab00d31333 | https://www.assets.signify.com/is/content/Signify/27158ffd8bf44326b52dadab00d313f8 | ADAM-cb09e3b170bf4beab5dda9e6001f0e11 | https://www.assets.signify.com/is/content/PhilipsLighting/fp929001909002-gis-global | [12 empty] | D | 3900 lumen |  | 865 ¦ CCT of 6500K | 80 | 6500 K | 26 W | 150 lm/W | 50 to 60 Hz |  | 3900 lumen | 50000 hour(s) | 26 W | 0.92 |  | 200000 |  | 0.5 s |  | https://www.lighting.philips.com/link/929001909002_EU/prd/aa/en
FP-929001912331 | PILA LED 50W GU10 CW 60D ND 1CT/10 | 929001912331 | 2017-12-11 00:00:00 |  |  |  | 60 degree(s) | PAR16 ¦ PAR 2 inch/50mm | GU10 ¦ GU10 | 4000 K | Cool White (CW) | 38 mA | <lt/>6 | 50 mm | No | 5 kWh | 70 % | 360 lumen | 430 cd | 54 mm | 0.4 s | Yes | [75 empty] | ADAM-22804db9cd6f46b3beb1ad6d010cc123 | https://www.assets.signify.com/is/image/Signify/41708eb3f33a4459bccead6d010cc200 | ADAM-934bcaac97a64994a11cad7300945560 | https://www.assets.signify.com/is/content/Signify/fp929001912331-pss-global | [20 empty] | ADAM-21b84ee2e9d24a4dab24adad00f6c18f | https://www.assets.signify.com/is/content/Signify/443a474c930e497dbc55adad00f6c395 | ADAM-bcaa7442fa094db2880bad7300900dad | https://www.assets.signify.com/is/content/Signify/fp929001912331-gis-global | [12 empty] | F | 360 lumen |  | 840 ¦ CCT of 4000K | 80 | 4000 K | 4.7 W | 76.00 lm/W | 50 to 60 Hz |  | 360 lumen | 15000 hour(s) | 4.7 W | 0.53 |  | 30000 |  | 0.4 s | 50 W | https://www.lighting.philips.com/link/929001912331_EU/prd/aa/en
FP-929001920402 | CorePro LED PLL HF 24W 830 4P 2G11 | 929001920402 | 2017-12-12 00:00:00 |  |  |  | 160 degree(s) | Tube, single-ended | 2G11 ¦ 2G11 | 3000 K | White (WH) |  | <lt/>6 | 37.6 mm | No | 24 kWh | 70 % |  |  | 535.1 mm | 0.5 s |  |  | -20 °C to 45 °C | [9 empty] | Yes | [63 empty] | ADAM-877f23b12c6c48e78f40a8eb00314e71 | https://www.assets.signify.com/is/image/PhilipsLighting/77619d78056149c4a876a8eb00315050 | ADAM-d7f667cb69f44fd18190a944017d7253 | https://www.assets.signify.com/is/content/PhilipsLighting/fp929001920402-pss-global | ADAM-ca4549fdeb3d43b28716a905005c6867 | https://www.assets.signify.com/is/image/PhilipsLighting/b08929ed102b482eb408a905005c6c32 |  |  | ADAM-3cee9d629c754d09b2c6ae9100c388b1 | https://www.assets.signify.com/is/content/Signify/2303ded108d54147a8e7ae9100c38bb3 |  |  |  |  | ADAM-bad784233e5a4047a67da904007603fd | https://www.docs.signify.com/assets/ies/ledtube_corepro_pll_hf_24w_2g11_830_24d_nd-ies.ies | [8 empty] | ADAM-2a89b5b241f64bd9b49fadaa012464b5 | https://www.assets.signify.com/is/content/Signify/d8dbb5ab97da4ef681e8adaa01246919 | ADAM-1b161a8db378417e8effaa7d00be808e | https://www.assets.signify.com/is/content/PhilipsLighting/fp929001920402-gis-global |  |  |  |  | ADAM-bc64fa1e23cb45498637afbe00a9578b | https://www.assets.signify.com/is/content/Signify/2a04269657964644bc7dafbe00a95788 | [6 empty] | E | 3200 lumen |  | 830 ¦ CCT of 3000K | 83 | 3000 K | 24 W | 133.00 lm/W | 20000-70000 Hz |  | 3200 lumen | 30000 hour(s) | 24 W | 0.9 |  | 50000 |  | 0.5 s |  | https://www.lighting.philips.com/link/929001920402_EU/prd/aa/en
FP-929001920502 | CorePro LED PLL HF 24W 840 4P 2G11 | 929001920502 | 2017-12-12 00:00:00 |  |  |  | 160 degree(s) | Tube, single-ended | 2G11 ¦ 2G11 | 4000 K | Cool White (CW) |  | <lt/>6 | 37.6 mm | No | 24 kWh | 70 % |  |  | 535.1 mm | 0.5 s |  |  | -20 °C to 45 °C | [9 empty] | Yes | [63 empty] | ADAM-877f23b12c6c48e78f40a8eb00314e71 | https://www.assets.signify.com/is/image/PhilipsLighting/77619d78056149c4a876a8eb00315050 | ADAM-a9b7f5bbdf3a4ed79137a944017d78c2 | https://www.assets.signify.com/is/content/PhilipsLighting/fp929001920502-pss-global | ADAM-ca4549fdeb3d43b28716a905005c6867 | https://www.assets.signify.com/is/image/PhilipsLighting/b08929ed102b482eb408a905005c6c32 |  |  | ADAM-3cee9d629c754d09b2c6ae9100c388b1 | https://www.assets.signify.com/is/content/Signify/2303ded108d54147a8e7ae9100c38bb3 |  |  |  |  | ADAM-1f4da18fd3a34bd08ae9a90400760656 | https://www.docs.signify.com/assets/ies/ledtube_corepro_pll_hf_24w_2g11_840_24d_nd-ies.ies | [8 empty] | ADAM-cea4c59b222245c099c6adaa00eb29a1 | https://www.assets.signify.com/is/content/Signify/619248b6b28b49f2bbe8adaa00eb2a87 | ADAM-801ea2d6da714ec89515aa7d00c3b573 | https://www.assets.signify.com/is/content/PhilipsLighting/fp929001920502-gis-global |  |  |  |  | ADAM-bc64fa1e23cb45498637afbe00a9578b | https://www.assets.signify.com/is/content/Signify/2a04269657964644bc7dafbe00a95788 | [6 empty] | E | 3400 lumen |  | 840 ¦ CCT of 4000K | 83 | 4000 K | 24 W | 141.00 lm/W | 20000-70000 Hz |  | 3400 lumen | 30000 hour(s) | 24 W | 0.9 |  | 50000 |  | 0.5 s |  | https://www.lighting.philips.com/link/929001920502_EU/prd/aa/en
FP-929001922602 | MAS LEDtube 1200mm HO 12.5W 830 T8 | 929001922602 | 2018-01-23 00:00:00 |  |  |  | 160 degree(s) | Tube, double-ended | G13 ROT (Rotating) ¦ Medium Bi-Pin Fluorescent | 3000 K | White (WH) |  | <lt/>6 | 28 mm | No | 13 kWh | 70 % |  |  | 1213 mm | 0.5 s |  |  | -20 °C to 45 °C | [9 empty] | Yes | [63 empty] | ADAM-672162 | https://www.assets.signify.com/is/image/PhilipsLighting/945d26f26dd0492d9d24a4c3007f4f5e | ADAM-ad24128a6be34ac5988aa944017d6a32 | https://www.assets.signify.com/is/content/PhilipsLighting/fp929001922602-pss-global | ADAM-136623 | https://www.assets.signify.com/is/image/PhilipsLighting/b83d0e9895df4686bea1a4ad0181aef1 |  |  | ADAM-269f582b68ed405d8c7eadc501500b44 | https://www.assets.signify.com/is/content/Signify/123bbd0a42c8464dbff3adc5015011a9 |  |  |  |  | ADAM-40de150bd4fd462782baa90d00640565 | https://www.docs.signify.com/assets/ies/ledtube_mas_ho_12_5w_g13_830_16d_nd-ies.ies | [8 empty] | ADAM-4e4ad5b351b541f6955eaeb30091b612 | https://www.assets.signify.com/is/content/Signify/6e6b5e2a1bd9409a84d1aeb30091b8ac | ADAM-60c9e803c1044103b0a6a9e6001d8b07 | https://www.assets.signify.com/is/content/PhilipsLighting/fp929001922602-gis-global |  |  |  |  | ADAM-2ece555efbbf4aefbb3caf18008818e3 | https://www.assets.signify.com/is/content/Signify/e2eb215900ac42b5a6fbaf180088204b | ADAM-dd5b1cb345fa4da8bcdcaf32007fbb42;ADAM-fb489b9de7894bf9bca0afdc006fe424;ADAM-51b7379269e54f909965afdc006fee1f | https://www.assets.signify.com/is/content/Signify/31ac9375c9ba48fe9dadaf32007fc97e;https://www.assets.signify.com/is/content/Signify/af9b2867d9e9416cb8bfafdc006fe413;https://www.assets.signify.com/is/content/Signify/0bf04182e1cc4a3ca333afdc006fee18 |  |  |  |  | C | 2000 lumen |  | 830 ¦ CCT of 3000K | 80 | 3000 K | 12.5 W | 160 lm/W | 50 to 60 Hz |  | 2000 lumen | 75000 hour(s) | 12.5 W | 0.9 |  | 200000 |  | 0.5 s |  | https://www.lighting.philips.com/link/929001922602_EU/prd/aa/en
FP-929001922702 | MAS LEDtube 1200mm HO 12.5W 840 T8 | 929001922702 | 2018-01-23 00:00:00 |  |  |  | 160 degree(s) | Tube, double-ended | G13 ROT (Rotating) ¦ Medium Bi-Pin Fluorescent | 4000 K | Cool White (CW) |  | <lt/>6 | 28 mm | No | 13 kWh | 70 % |  |  | 1213 mm | 0.5 s |  |  | -20 °C to 45 °C | [9 empty] | Yes | [63 empty] | ADAM-672162 | https://www.assets.signify.com/is/image/PhilipsLighting/945d26f26dd0492d9d24a4c3007f4f5e | ADAM-44776ec2ec9f442ebff1a944017d70f0 | https://www.assets.signify.com/is/content/PhilipsLighting/fp929001922702-pss-global | ADAM-136623 | https://www.assets.signify.com/is/image/PhilipsLighting/b83d0e9895df4686bea1a4ad0181aef1 |  |  | ADAM-269f582b68ed405d8c7eadc501500b44 | https://www.assets.signify.com/is/content/Signify/123bbd0a42c8464dbff3adc5015011a9 |  |  |  |  | ADAM-2397aa0766234798b560a90d00640a10 | https://www.docs.signify.com/assets/ies/ledtube_mas_ho_12_5w_g13_840_16d_nd-ies.ies | [8 empty] | ADAM-a70d89a81b1b4eb4a393aeb300928e65 | https://www.assets.signify.com/is/content/Signify/cc4510e40e4e4939ba40aeb300928f82 | ADAM-45342f8ccf2d4183a1b1a9e6001deeb6 | https://www.assets.signify.com/is/content/PhilipsLighting/fp929001922702-gis-global |  |  |  |  | ADAM-2ece555efbbf4aefbb3caf18008818e3 | https://www.assets.signify.com/is/content/Signify/e2eb215900ac42b5a6fbaf180088204b | ADAM-dd5b1cb345fa4da8bcdcaf32007fbb42;ADAM-fb489b9de7894bf9bca0afdc006fe424;ADAM-51b7379269e54f909965afdc006fee1f | https://www.assets.signify.com/is/content/Signify/31ac9375c9ba48fe9dadaf32007fc97e;https://www.assets.signify.com/is/content/Signify/af9b2867d9e9416cb8bfafdc006fe413;https://www.assets.signify.com/is/content/Signify/0bf04182e1cc4a3ca333afdc006fee18 |  |  |  |  | C | 2100 lumen |  | 840 ¦ CCT of 4000K | 80 | 4000 K | 12.5 W | 168 lm/W | 50 to 60 Hz |  | 2100 lumen | 75000 hour(s) | 12.5 W | 0.9 |  | 200000 |  | 0.5 s |  | https://www.lighting.philips.com/link/929001922702_EU/prd/aa/en
FP-929001922802 | MAS LEDtube 1200mm HO 12.5W 865 T8 | 929001922802 | 2018-01-23 00:00:00 |  |  |  | 160 degree(s) | Tube, double-ended | G13 ROT (Rotating) ¦ Medium Bi-Pin Fluorescent | 6500 K | Cool Daylight |  | <lt/>6 | 28 mm | No | 13 kWh | 70 % |  |  | 1213 mm | 0.5 s |  |  | -20 °C to 45 °C | [9 empty] | Yes | [63 empty] | ADAM-672162 | https://www.assets.signify.com/is/image/PhilipsLighting/945d26f26dd0492d9d24a4c3007f4f5e | ADAM-7e4168c224914f01a6fda944017d7788 | https://www.assets.signify.com/is/content/PhilipsLighting/fp929001922802-pss-global | ADAM-136623 | https://www.assets.signify.com/is/image/PhilipsLighting/b83d0e9895df4686bea1a4ad0181aef1 |  |  | ADAM-269f582b68ed405d8c7eadc501500b44 | https://www.assets.signify.com/is/content/Signify/123bbd0a42c8464dbff3adc5015011a9 |  |  |  |  | ADAM-e80b7c14d77f4210a3f2a90d00640c65 | https://www.docs.signify.com/assets/ies/ledtube_mas_ho_12_5w_g13_865_16d_nd-ies.ies | [8 empty] | ADAM-c5cb0f51352b42ef8934aeb30093024b | https://www.assets.signify.com/is/content/Signify/d698744c0e9945bca28aaeb300930510 | ADAM-e41e3c5e8d9a48008452a9e6001f2acf | https://www.assets.signify.com/is/content/PhilipsLighting/fp929001922802-gis-global |  |  |  |  | ADAM-2ece555efbbf4aefbb3caf18008818e3 | https://www.assets.signify.com/is/content/Signify/e2eb215900ac42b5a6fbaf180088204b | ADAM-dd5b1cb345fa4da8bcdcaf32007fbb42;ADAM-fb489b9de7894bf9bca0afdc006fe424;ADAM-51b7379269e54f909965afdc006fee1f | https://www.assets.signify.com/is/content/Signify/31ac9375c9ba48fe9dadaf32007fc97e;https://www.assets.signify.com/is/content/Signify/af9b2867d9e9416cb8bfafdc006fe413;https://www.assets.signify.com/is/content/Signify/0bf04182e1cc4a3ca333afdc006fee18 |  |  |  |  | C | 2100 lumen |  | 865 ¦ CCT of 6500K | 80 | 6500 K | 12.5 W | 168 lm/W | 50 to 60 Hz |  | 2100 lumen | 75000 hour(s) | 12.5 W | 0.9 |  | 200000 |  | 0.5 s |  | https://www.lighting.philips.com/link/929001922802_EU/prd/aa/en
FP-929001922902 | MAS LEDtube 1500mm HO 18.2W 830 T8 | 929001922902 | 2018-01-23 00:00:00 |  |  |  | 160 degree(s) | Tube, double-ended | G13 ROT (Rotating) ¦ Medium Bi-Pin Fluorescent | 3000 K | White (WH) |  | <lt/>6 | 28 mm | No | 19 kWh | 70 % |  |  | 1514 mm | 0.5 s |  |  | -20 °C to 45 °C | [9 empty] | Yes | [63 empty] | ADAM-672162 | https://www.assets.signify.com/is/image/PhilipsLighting/945d26f26dd0492d9d24a4c3007f4f5e | ADAM-647f19df7541456caf24a944017d7b52 | https://www.assets.signify.com/is/content/PhilipsLighting/fp929001922902-pss-global | ADAM-136623 | https://www.assets.signify.com/is/image/PhilipsLighting/b83d0e9895df4686bea1a4ad0181aef1 |  |  | ADAM-269f582b68ed405d8c7eadc501500b44 | https://www.assets.signify.com/is/content/Signify/123bbd0a42c8464dbff3adc5015011a9 |  |  |  |  | ADAM-cd463b2ac52c49c9b840a90d00640e7c | https://www.docs.signify.com/assets/ies/ledtube_mas_ho_18_2w_g13_830_16d_nd-ies.ies | [8 empty] | ADAM-2c1e9300c6fd4495bfb7aeb300934ced | https://www.assets.signify.com/is/content/Signify/b49d7ffba34d48d3b8acaeb300934df5 | ADAM-8ea0dc2f415b4d6e84e9a9e6001d0bd6 | https://www.assets.signify.com/is/content/PhilipsLighting/fp929001922902-gis-global |  |  |  |  | ADAM-2ece555efbbf4aefbb3caf18008818e3 | https://www.assets.signify.com/is/content/Signify/e2eb215900ac42b5a6fbaf180088204b | ADAM-dd5b1cb345fa4da8bcdcaf32007fbb42;ADAM-fb489b9de7894bf9bca0afdc006fe424;ADAM-51b7379269e54f909965afdc006fee1f | https://www.assets.signify.com/is/content/Signify/31ac9375c9ba48fe9dadaf32007fc97e;https://www.assets.signify.com/is/content/Signify/af9b2867d9e9416cb8bfafdc006fe413;https://www.assets.signify.com/is/content/Signify/0bf04182e1cc4a3ca333afdc006fee18 |  |  |  |  | D | 2900 lumen |  | 830 ¦ CCT of 3000K | 80 | 3000 K | 18.2 W | 159 lm/W | 50 to 60 Hz |  | 2900 lumen | 75000 hour(s) | 18.2 W | 0.9 |  | 200000 |  | 0.5 s |  | https://www.lighting.philips.com/link/929001922902_EU/prd/aa/en
FP-929001923002 | MAS LEDtube 1500mm HO 18.2W 840 T8 | 929001923002 | 2018-01-23 00:00:00 |  |  |  | 160 degree(s) | Tube, double-ended | G13 ROT (Rotating) ¦ Medium Bi-Pin Fluorescent | 4000 K | Cool White (CW) |  | <lt/>6 | 28 mm | No | 19 kWh | 70 % |  |  | 1514 mm | 0.5 s |  |  | -20 °C to 45 °C | [9 empty] | Yes | [63 empty] | ADAM-672162 | https://www.assets.signify.com/is/image/PhilipsLighting/945d26f26dd0492d9d24a4c3007f4f5e | ADAM-ab35e83c9977472e9109a944017d81ee | https://www.assets.signify.com/is/content/PhilipsLighting/fp929001923002-pss-global | ADAM-136623 | https://www.assets.signify.com/is/image/PhilipsLighting/b83d0e9895df4686bea1a4ad0181aef1 |  |  | ADAM-269f582b68ed405d8c7eadc501500b44 | https://www.assets.signify.com/is/content/Signify/123bbd0a42c8464dbff3adc5015011a9 |  |  |  |  | ADAM-988c7445405b44dabddca90d00641072 | https://www.docs.signify.com/assets/ies/ledtube_mas_ho_18_2w_g13_840_16d_nd-ies.ies | [8 empty] | ADAM-dbc47fb31e484814b9d0aeb30093b747 | https://www.assets.signify.com/is/content/Signify/758af24f797d41c08386aeb30093b83e | ADAM-dc585c023ffc49b5a7bea9e6001d3f97 | https://www.assets.signify.com/is/content/PhilipsLighting/fp929001923002-gis-global |  |  |  |  | ADAM-2ece555efbbf4aefbb3caf18008818e3 | https://www.assets.signify.com/is/content/Signify/e2eb215900ac42b5a6fbaf180088204b | ADAM-dd5b1cb345fa4da8bcdcaf32007fbb42;ADAM-fb489b9de7894bf9bca0afdc006fe424;ADAM-51b7379269e54f909965afdc006fee1f | https://www.assets.signify.com/is/content/Signify/31ac9375c9ba48fe9dadaf32007fc97e;https://www.assets.signify.com/is/content/Signify/af9b2867d9e9416cb8bfafdc006fe413;https://www.assets.signify.com/is/content/Signify/0bf04182e1cc4a3ca333afdc006fee18 |  |  |  |  | C | 3100 lumen |  | 840 ¦ CCT of 4000K | 80 | 4000 K | 18.2 W | 170 lm/W | 50 to 60 Hz |  | 3100 lumen | 75000 hour(s) | 18.2 W | 0.9 |  | 200000 |  | 0.5 s |  | https://www.lighting.philips.com/link/929001923002_EU/prd/aa/en
FP-929001923102 | MAS LEDtube 1500mm HO 18.2W 865 T8 | 929001923102 | 2018-01-23 00:00:00 |  |  |  | 160 degree(s) | Tube, double-ended | G13 ROT (Rotating) ¦ Medium Bi-Pin Fluorescent | 6500 K | Cool Daylight |  | <lt/>6 | 28 mm | No | 19 kWh | 70 % |  |  | 1514 mm | 0.5 s |  |  | -20 °C to 45 °C | [9 empty] | Yes | [63 empty] | ADAM-672162 | https://www.assets.signify.com/is/image/PhilipsLighting/945d26f26dd0492d9d24a4c3007f4f5e | ADAM-f1cf2909eab546dfab45a944017d8913 | https://www.assets.signify.com/is/content/PhilipsLighting/fp929001923102-pss-global | ADAM-136623 | https://www.assets.signify.com/is/image/PhilipsLighting/b83d0e9895df4686bea1a4ad0181aef1 |  |  | ADAM-269f582b68ed405d8c7eadc501500b44 | https://www.assets.signify.com/is/content/Signify/123bbd0a42c8464dbff3adc5015011a9 |  |  |  |  | ADAM-46f2af79ea3a4c0a8405a90d00641234 | https://www.docs.signify.com/assets/ies/ledtube_mas_ho_18_2w_g13_865_16d_nd-ies.ies | [8 empty] | ADAM-62dc772cdaa240c995caaeb30094884f | https://www.assets.signify.com/is/content/Signify/eb46c44d070a4a33ab08aeb300948bb9 | ADAM-ae19d240889240f6a03da9e6001d9733 | https://www.assets.signify.com/is/content/PhilipsLighting/fp929001923102-gis-global |  |  |  |  | ADAM-2ece555efbbf4aefbb3caf18008818e3 | https://www.assets.signify.com/is/content/Signify/e2eb215900ac42b5a6fbaf180088204b | ADAM-dd5b1cb345fa4da8bcdcaf32007fbb42;ADAM-fb489b9de7894bf9bca0afdc006fe424;ADAM-51b7379269e54f909965afdc006fee1f | https://www.assets.signify.com/is/content/Signify/31ac9375c9ba48fe9dadaf32007fc97e;https://www.assets.signify.com/is/content/Signify/af9b2867d9e9416cb8bfafdc006fe413;https://www.assets.signify.com/is/content/Signify/0bf04182e1cc4a3ca333afdc006fee18 |  |  |  |  | C | 3100 lumen |  | 865 ¦ CCT of 6500K | 80 | 6500 K | 18.2 W | 170 lm/W | 50 to 60 Hz |  | 3100 lumen | 75000 hour(s) | 18.2 W | 0.9 |  | 200000 |  | 0.5 s |  | https://www.lighting.philips.com/link/929001923102_EU/prd/aa/en
FP-929001926302 | CorePro LED PLS 5W 830 2P G23 | 929001926302 | 2018-02-09 00:00:00 |  |  |  | 120 degree(s) | Tube, single-ended | G23 ¦ G23 | 3000 K | White (WH) |  | <lt/>6 | 31.1 mm | No | 5 kWh | 70 % |  |  | 166 mm | 0.5 s |  |  | -20 °C to 45 °C | [9 empty] | Yes | [63 empty] | ADAM-1e850a934fdd4562b9cba8f700699406 | https://www.assets.signify.com/is/image/PhilipsLighting/ff2a407739a942d683dda8f70069989c | ADAM-2a95990c10c34bb5b95ba944017dd2f6 | https://www.assets.signify.com/is/content/PhilipsLighting/fp929001926302-pss-global | ADAM-d73b9c87fa0d40a8be6da8b100a6f9b7 | https://www.assets.signify.com/is/image/PhilipsLighting/0c1507a7133b4f35a9dba8b100a6faa3 |  |  | ADAM-7823d1131e19463cbb17ae9100c390f4 | https://www.assets.signify.com/is/content/Signify/e634c5034b5f4c46adcdae9100c393a8 |  |  |  |  | ADAM-9bae6f06c1434a969ad7a9040076090e | https://www.docs.signify.com/assets/ies/ledtub_corepro_pls_em_5w_g23_830_12d_nd-ies.ies | [8 empty] | ADAM-3663399d31c24a5886afadaa00f8ce56 | https://www.assets.signify.com/is/content/Signify/562ca6565ae94badae27adaa00f8cf1f | ADAM-5d9af387c9ef455b98a2a9e6001e8026 | https://www.assets.signify.com/is/content/PhilipsLighting/fp929001926302-gis-global |  |  |  |  | ADAM-bc64fa1e23cb45498637afbe00a9578b | https://www.assets.signify.com/is/content/Signify/2a04269657964644bc7dafbe00a95788 | [6 empty] | F | 520 lumen |  | 830 ¦ CCT of 3000K | 82 | 3000 K | 5 W | 104.00 lm/W | 50 to 60 Hz |  | 520 lumen | 30000 hour(s) | 5 W | 0.9 |  | 50000 |  | 0.5 s |  | https://www.lighting.philips.com/link/929001926302_EU/prd/aa/en
FP-929001926402 | CorePro LED PLS 5W 840 2P G23 | 929001926402 | 2018-02-09 00:00:00 |  |  |  | 120 degree(s) | Tube, single-ended | G23 ¦ G23 | 4000 K | Cool White (CW) |  | <lt/>6 | 31.1 mm | No | 5 kWh | 70 % |  |  | 166 mm | 0.5 s |  |  | -20 °C to 45 °C | [9 empty] | Yes | [63 empty] | ADAM-1e850a934fdd4562b9cba8f700699406 | https://www.assets.signify.com/is/image/PhilipsLighting/ff2a407739a942d683dda8f70069989c | ADAM-f78f39aa6c194aa885cda944017d7249 | https://www.assets.signify.com/is/content/PhilipsLighting/fp929001926402-pss-global | ADAM-d73b9c87fa0d40a8be6da8b100a6f9b7 | https://www.assets.signify.com/is/image/PhilipsLighting/0c1507a7133b4f35a9dba8b100a6faa3 |  |  | ADAM-7823d1131e19463cbb17ae9100c390f4 | https://www.assets.signify.com/is/content/Signify/e634c5034b5f4c46adcdae9100c393a8 |  |  |  |  | ADAM-f83b12de32f346968936a90400760bf4 | https://www.docs.signify.com/assets/ies/ledtub_corepro_pls_em_5w_g23_840_12d_nd-ies.ies | [8 empty] | ADAM-debc1935d69e4e02b85cadaa00f90c53 | https://www.assets.signify.com/is/content/Signify/8c3292aa0b8b4b418725adaa00f90d39 | ADAM-6740d0c93517409bb710a9e6001e7d7a | https://www.assets.signify.com/is/content/PhilipsLighting/fp929001926402-gis-global |  |  |  |  | ADAM-bc64fa1e23cb45498637afbe00a9578b | https://www.assets.signify.com/is/content/Signify/2a04269657964644bc7dafbe00a95788 | [6 empty] | F | 550 lumen |  | 840 ¦ CCT of 4000K | 82 | 4000 K | 5 W | 110.00 lm/W | 50 to 60 Hz |  | 550 lumen | 30000 hour(s) | 5 W | 0.9 |  | 50000 |  | 0.5 s |  | https://www.lighting.philips.com/link/929001926402_EU/prd/aa/en
FP-929001941501 | LED classic 35W A60 E27 825 GOLD NDSRT4 | 929001941501 | 2019-05-21 13:15:53 | [13 empty] | 70 % | [104 empty] | ADAM-0a099065633d40688a3fadad00befc4d | https://www.assets.signify.com/is/content/Signify/cbb4de34eee04dc99c40adad00beff20 | [14 empty] | F |  |  |  | 80 | [6 empty] | 15000 hour(s) |  |  | 15000 hour(s) | 20000 |  | instant full light s |  | https://www.lighting.philips.com/link/929001941501_EU/prd/aa/en
FP-929001941601 | LED classic 35W ST64 E27 825 GOLD NDSRT4 | 929001941601 | 2019-05-21 13:14:38 | [13 empty] | 70 % | [104 empty] | ADAM-1be663238583461e98c7adad00bf5757 | https://www.assets.signify.com/is/content/Signify/aaf7bec958cf496b93f8adad00bf59d5 | [14 empty] | F |  |  |  | 80 | [6 empty] | 15000 hour(s) |  |  | 15000 hour(s) | 20000 |  | instant full light s |  | https://www.lighting.philips.com/link/929001941601_EU/prd/aa/en
FP-929001941701 | LED classic 48W A60 E27 825 GOLD NDSRT4 | 929001941701 | 2018-12-17 00:00:00 |  |  |  |  | A60 ¦ A 60mm | E27 ¦ E27 | 2500 K | Warm White (WW) | 50 mA | <lt/>6 | 60 mm | No | 6 kWh | 70 % |  |  | 106 mm | 0.5 s | [76 empty] | ADAM-dd0012bd5930406083fca9bd00a402ee | https://www.assets.signify.com/is/image/Signify/2bd1be9f37774b3f835ca9bd00a4049a | ADAM-5d96da49dd2144349e7eae9200a9ec53 | https://www.assets.signify.com/is/content/Signify/fp929001941701-pss-global | ADAM-e670bb253cd14abf9d96a9bd00a3db9a | https://www.assets.signify.com/is/image/PhilipsLighting/1d7140c025594acc9ff1a9bd00a3ddd5 | [8 empty] | ADAM-3092726ec9a34b00b8c4a9bd00a3fc76 | https://www.docs.signify.com/assets/ies/ledbulb_e27_a60_600lm-ies.ies | [8 empty] | ADAM-d38fc8f8f52a4f2ba398adab015830f3 | https://www.assets.signify.com/is/content/Signify/095f9beadda54db798cdadab01583260 | ADAM-f9f6528416904f0c9864ae9200419fc2 | https://www.assets.signify.com/is/content/Signify/fp929001941701-gis-global | [12 empty] | F | 600 lumen |  | 825 ¦ CCT of 2500K | 80 | 2500 K | 5.5 W | 109 lm/W | 50 to 60 Hz |  | 600 lumen | 15000 hour(s) | 5.5 W | 0.51 | 15000 hour(s) | 20000 |  | 0.5 s | 48 W | https://www.lighting.philips.com/link/929001941701_EU/prd/aa/en
FP-929001941801 | LED classic 48W ST64 E27 825 GOLD NDSRT4 | 929001941801 | 2018-12-17 00:00:00 |  |  |  |  | ST64 | E27 ¦ E27 | 2500 K | Warm White (WW) | 50 mA | <lt/>6 | 64 mm | No | 6 kWh | 70 % |  |  | 142 mm | 0.5 s | [76 empty] | ADAM-bb8ca143da974dc688dba9bd00a42c38 | https://www.assets.signify.com/is/image/Signify/9f1d9d1ed04e48bb8292a9bd00a42ee2 | ADAM-d05b221b5b8444cea6a5ad8e0184448f | https://www.assets.signify.com/is/content/Signify/fp929001941801-pss-global | ADAM-5046a0a4778749b783bea9bd00a4079f | https://www.assets.signify.com/is/image/PhilipsLighting/510b751a13b14449b24da9bd00a4094c | [8 empty] | ADAM-e1ddc5fb4ff34d42be77a9bd00a42471 | https://www.docs.signify.com/assets/ies/ledbulb_e27_st64_600lm-ies.ies | [8 empty] | ADAM-8189f1c8318e4c3f904badab01588c75 | https://www.assets.signify.com/is/content/Signify/72335ba23e7743f28341adab01588e75 | ADAM-c8d555b9936e4d2290d6ad8e0181c2cc | https://www.assets.signify.com/is/content/Signify/fp929001941801-gis-global | [12 empty] | F | 600 lumen |  | 825 ¦ CCT of 2500K | 80 | 2500 K | 5.5 W | 109.00 lm/W | 50 to 60 Hz |  | 600 lumen | 15000 hour(s) | 5.5 W | 0.51 | 15000 hour(s) | 20000 |  | 0.5 s | 48 W | https://www.lighting.philips.com/link/929001941801_EU/prd/aa/en
FP-929001948201 | LED classic 35W G93 E27 825 GOLD NDSRT4 | 929001948201 | 2019-05-21 13:15:48 | [13 empty] | 70 % | [104 empty] | ADAM-a33270ce44834ebd9e38adad00bfab46 | https://www.assets.signify.com/is/content/Signify/01cb7f3afe1e4b0da04badad00bfacb4 | [14 empty] | F |  |  |  | 80 | [6 empty] | 15000 hour(s) |  |  | 15000 hour(s) | 20000 |  | instant full light s |  | https://www.lighting.philips.com/link/929001948201_EU/prd/aa/en
FP-929001949028 | LED classic 25W T25L E14 CL ND RF SRT4 | 929001949028 | 2021-08-04 13:22:34 | [13 empty] | 70 % | [104 empty] | ADAM-457afaa440374fee9a08adad00cddf17 | https://www.assets.signify.com/is/content/Signify/5d36668cf5df4e669a9badad00cde153 | [14 empty] | E |  |  |  | 80 | [6 empty] | 15000 hour(s) |  |  | 15000 hour(s) | 50000 |  | instant full light s |  | https://www.lighting.philips.com/link/929001949028_EU/prd/aa/en
FP-929001956728 | LED classic 40W T25L E14 CL ND RF SRT4 | 929001956728 | 2021-08-04 13:17:11 | [118 empty] | ADAM-fb26ab1bb7884f7d95eaadad0160be19 | https://www.assets.signify.com/is/content/Signify/c05d020241374da19c75adad0160c2f5 | [14 empty] | F |  |  |  | 80 | [6 empty] | 15000 hour(s) |  |  | 15000 hour(s) | 20000 |  | instant full light s |  | https://www.lighting.philips.com/link/929001956728_EU/prd/aa/en
FP-929001977801 | CORD/VIN/E27/rose gold 1CT EU | 929001977801 | 2018-06-04 00:00:00 | [5 empty] | E27 ¦ E27 |  |  | 330 mA | [21 empty] | Yes | [63 empty] | ADAM-7690fb289b624e0cb151a959002cf32e | https://www.assets.signify.com/is/image/PhilipsLighting/a1224d17d6a44ecb9ea7a959002cf5c4 | ADAM-59c7ace93ef545c3a426a95f006f6e19 | https://www.assets.signify.com/is/content/PhilipsLighting/fp929001977801-pss-global | [22 empty] | ADAM-804fd56fc7b14fabbce2aa7d00bc50b5 | https://www.assets.signify.com/is/content/PhilipsLighting/fp929001977801-gis-global | [18 empty] | 40 W | 0.00 lm/W | 50 to 60 Hz |  |  |  | 40 W |  |  |  |  | instant full light s |  | https://www.lighting.philips.com/link/929001977801_EU/prd/aa/en
FP-929001977901 | CORD/modern/E27/black 1CT EU RF | 929001977901 | 2018-06-04 00:00:00 | [5 empty] | E27 ¦ E27 |  |  | 330 mA | [21 empty] | Yes | [63 empty] | ADAM-b0c5e493d5e4411f8c7ba959002cf771 | https://www.assets.signify.com/is/image/PhilipsLighting/4119d540ee2f4d37bdd5a959002cf997 | ADAM-87a5c5bea519461a8fd5a95f00739591 | https://www.assets.signify.com/is/content/PhilipsLighting/fp929001977901-pss-global | [22 empty] | ADAM-86c6949500464519bf5baa7d00c0e385 | https://www.assets.signify.com/is/content/PhilipsLighting/fp929001977901-gis-global | [18 empty] | 40 W | 0.00 lm/W | 50 to 60 Hz |  |  | 10950 hour(s) | 40 W |  |  | 25000 |  | instant full light s |  | https://www.lighting.philips.com/link/929001977901_EU/prd/aa/en
FP-929001978001 | CORD/classic/E27/gold 1CT EU RF | 929001978001 | 2018-06-04 00:00:00 | [5 empty] | E27 ¦ E27 |  |  | 330 mA | [21 empty] | Yes | [63 empty] | ADAM-66d4147cb10c42789865a959002cfb5c | https://www.assets.signify.com/is/image/PhilipsLighting/66bc3a8e6b8a4d1da63ea959002cfdb1 | ADAM-c32cdee72cab4233abbfa95f006f14d8 | https://www.assets.signify.com/is/content/PhilipsLighting/fp929001978001-pss-global | [22 empty] | ADAM-8339b1d10f42400b980baa7d00c37205 | https://www.assets.signify.com/is/content/PhilipsLighting/fp929001978001-gis-global | [18 empty] | 40 W | 0.00 lm/W | 50 to 60 Hz |  |  | 10950 hour(s) | 40 W |  |  | 25000 |  | instant full light s |  | https://www.lighting.philips.com/link/929001978001_EU/prd/aa/en
FP-929001999502 | TForce LED Road 42-25W E27 740 | 929001999502 | 2018-07-17 00:00:00 |  |  |  |  | Others | E27 ¦ E27 | 4000 K | Cool White (CW) | 800 mA | <lt/>6 | 61 mm | No | 25 kWh | 70 % |  |  | 200 mm | 0.5 s | [12 empty] | Yes | [63 empty] | ADAM-30479e3c8dbe46f5bf46a9d200e95a0c | https://www.assets.signify.com/is/image/PhilipsLighting/a721ce67b484439ca56ea9d200e95caa | ADAM-1b98f5c7bfd94e01a982a9e700953993 | https://www.assets.signify.com/is/content/PhilipsLighting/fp929001999502-pss-global | ADAM-5535e900c4074735ba2ca90b009116d1 | https://www.assets.signify.com/is/image/PhilipsLighting/f5290878fe6b4d8f9c0ba90b0091175c |  |  | ADAM-4f31c781931c4c84b39eae91009a7283 | https://www.assets.signify.com/is/content/Signify/0ed7ca706cdd40d0a854ae91009a7afa |  |  |  |  | ADAM-d6a6be0222f34a3b8928a9d200e97cf5 | https://www.docs.signify.com/assets/ies/trueforce_led_e27_740-ies.ies | [8 empty] | ADAM-370d4c15e90949f38e28adaa00f9ae9b | https://www.assets.signify.com/is/content/Signify/1157f67a7bd446a4a380adaa00f9af78 | ADAM-783d37c954a847daaaa8aa7d00bb4c8e | https://www.assets.signify.com/is/content/PhilipsLighting/fp929001999502-gis-global |  |  |  |  | ADAM-12e2929bd9434f04b1b4b01500d914a5 | https://www.assets.signify.com/is/content/Signify/fe054dd74c2047dcad34b01500d914a3 | ADAM-b6897b99fe58439fb80ca9d900eddc60;ADAM-3588369a6ad64c3fb282b02900d8027a | https://www.assets.signify.com/is/content/PhilipsLighting/548a77fcc20542e4ba83a9d900eded72;https://www.assets.signify.com/is/content/Signify/4e1380eb83c64465bc0eb02900d80277 |  |  |  |  | D | 4200 lumen |  | 740 ¦ CCT of 4000K | 70 | 4000 K | 25 W | 168.00 lm/W | 50 Hz |  | 4200 lumen | 50000 hour(s) | 25 W | 0.9 |  | 50000 |  | 0.5 s | 50 W | https://www.lighting.philips.com/link/929001999502_EU/prd/aa/en
FP-929002006102 | TForce LED HPL ND 28-21W E27 830 | 929002006102 | 2018-07-27 00:00:00 |  |  |  | 360 degree(s) | Others | E27 ¦ E27 | 3000 K | White (WH) | 95 mA | <lt/>6 | 75 mm | No | 21 kWh | 70 % |  |  | 178 mm | 0.45 s |  |  | -40 °C to 55 °C | [9 empty] | Yes | [63 empty] | ADAM-f08a67e6321044848efba9d200ded4d7 | https://www.assets.signify.com/is/image/Signify/d6a02898f31c42c9814ba9d200ded685 | ADAM-84969b28982041c3a89ba9e701497015 | https://www.assets.signify.com/is/content/PhilipsLighting/fp929002006102-pss-global | ADAM-240b787b74f44defa2f4a9d200debc5e | https://www.assets.signify.com/is/image/PhilipsLighting/3038220ea44947b0ab28a9d200debf51 |  |  | ADAM-a57f53da59944cd39307ae91009a595f | https://www.assets.signify.com/is/content/Signify/6017d70f15e6444db364ae91009a640f |  |  |  |  | ADAM-ec85b727d98f4f348be4a9d200dec526 | https://www.docs.signify.com/assets/ies/ledtrueforce_e27_21w_3000k-ies.ies | [8 empty] | ADAM-7ea4b857e1124ef49cf6adad00a797ac | https://www.assets.signify.com/is/content/Signify/371b980716b34adfa6d7adad00a79a70 | ADAM-37d0792163d64329a886aa7900e6d653 | https://www.assets.signify.com/is/content/PhilipsLighting/fp929002006102-gis-global |  |  |  |  | ADAM-12e2929bd9434f04b1b4b01500d914a5;ADAM-af1fc7d7c4d143c98013b0190077c511 | https://www.assets.signify.com/is/content/Signify/fe054dd74c2047dcad34b01500d914a3;https://www.assets.signify.com/is/content/Signify/6749de8ccefa4c3d8054b0190077c749 | ADAM-e43291216e3c47f2bcb1a9d900edf059;ADAM-3588369a6ad64c3fb282b02900d8027a | https://www.assets.signify.com/is/content/PhilipsLighting/4eb847a99e484e0c812ca9d900ee00b9;https://www.assets.signify.com/is/content/Signify/4e1380eb83c64465bc0eb02900d80277 |  |  |  |  | D | 2850 lumen |  | 830 ¦ CCT of 3000K | 80 | 3000 K | 21 W | 135 lm/W | 50 to 60 Hz |  | 2850 lumen | 50000 hour(s) | 21 W | 0.95 |  | 50000 |  | 0.45 s | 50 W | https://www.lighting.philips.com/link/929002006102_EU/prd/aa/en
FP-929002006202 | TForce LED HPL ND 30-21W E27 840 | 929002006202 | 2018-07-27 00:00:00 |  |  |  | 360 degree(s) | Others | E27 ¦ E27 | 4000 K | Cool White (CW) | 95 mA | <lt/>6 | 75 mm | No | 21 kWh | 70 % |  |  | 178 mm | 0.45 s |  |  | -40 °C to 55 °C | [9 empty] | Yes | [63 empty] | ADAM-f08a67e6321044848efba9d200ded4d7 | https://www.assets.signify.com/is/image/Signify/d6a02898f31c42c9814ba9d200ded685 | ADAM-3cc9164607a04e0b8720a9e700da1161 | https://www.assets.signify.com/is/content/PhilipsLighting/fp929002006202-pss-global | ADAM-240b787b74f44defa2f4a9d200debc5e | https://www.assets.signify.com/is/image/PhilipsLighting/3038220ea44947b0ab28a9d200debf51 |  |  | ADAM-a57f53da59944cd39307ae91009a595f | https://www.assets.signify.com/is/content/Signify/6017d70f15e6444db364ae91009a640f |  |  |  |  | ADAM-e21a30913ef0410b9e77a9d200dedc22 | https://www.docs.signify.com/assets/ies/ledtrueforce_e27_21w_4000k-ies.ies | [8 empty] | ADAM-7476639c751f41b68898adad00a8064a | https://www.assets.signify.com/is/content/Signify/4a98a377d7394e8ba748adad00a808c8 | ADAM-479a333531fb4bde9271aa7900e68191 | https://www.assets.signify.com/is/content/PhilipsLighting/fp929002006202-gis-global |  |  |  |  | ADAM-12e2929bd9434f04b1b4b01500d914a5;ADAM-af1fc7d7c4d143c98013b0190077c511 | https://www.assets.signify.com/is/content/Signify/fe054dd74c2047dcad34b01500d914a3;https://www.assets.signify.com/is/content/Signify/6749de8ccefa4c3d8054b0190077c749 | ADAM-e43291216e3c47f2bcb1a9d900edf059;ADAM-3588369a6ad64c3fb282b02900d8027a | https://www.assets.signify.com/is/content/PhilipsLighting/4eb847a99e484e0c812ca9d900ee00b9;https://www.assets.signify.com/is/content/Signify/4e1380eb83c64465bc0eb02900d80277 |  |  |  |  | D | 3000 lumen |  | 840 ¦ CCT of 4000K | 80 | 4000 K | 21 W | 142 lm/W | 50 to 60 Hz |  | 3000 lumen | 50000 hour(s) | 21 W | 0.95 |  | 50000 |  | 0.45 s | 50 W | https://www.lighting.philips.com/link/929002006202_EU/prd/aa/en
FP-929002006302 | TForce LED HPL ND 38-28W E27 830 | 929002006302 | 2018-07-27 00:00:00 |  |  |  | 360 degree(s) | Others | E27 ¦ E27 | 3000 K | White (WH) | 125 mA | <lt/>6 | 75 mm | No | 28 kWh | 70 % |  |  | 178 mm | 0.45 s |  |  | -40 °C to 55 °C | [9 empty] | Yes | [63 empty] | ADAM-f08a67e6321044848efba9d200ded4d7 | https://www.assets.signify.com/is/image/Signify/d6a02898f31c42c9814ba9d200ded685 | ADAM-5f057b8df7dd40caa708a9e701494988 | https://www.assets.signify.com/is/content/PhilipsLighting/fp929002006302-pss-global | ADAM-240b787b74f44defa2f4a9d200debc5e | https://www.assets.signify.com/is/image/PhilipsLighting/3038220ea44947b0ab28a9d200debf51 |  |  | ADAM-a57f53da59944cd39307ae91009a595f | https://www.assets.signify.com/is/content/Signify/6017d70f15e6444db364ae91009a640f |  |  |  |  | ADAM-81106bcf2e9049bc9c4ba9d200dee545 | https://www.docs.signify.com/assets/ies/ledtrueforce_e27_28w_3000k-ies.ies | [8 empty] | ADAM-504d4980bd43420692dfadad00a86aa5 | https://www.assets.signify.com/is/content/Signify/4e8fbd46c9e4439ca5ddadad00a86ba3 | ADAM-f127b0c294d849928a17aa7900e6d422 | https://www.assets.signify.com/is/content/PhilipsLighting/fp929002006302-gis-global |  |  |  |  | ADAM-12e2929bd9434f04b1b4b01500d914a5;ADAM-af1fc7d7c4d143c98013b0190077c511 | https://www.assets.signify.com/is/content/Signify/fe054dd74c2047dcad34b01500d914a3;https://www.assets.signify.com/is/content/Signify/6749de8ccefa4c3d8054b0190077c749 | ADAM-e43291216e3c47f2bcb1a9d900edf059;ADAM-3588369a6ad64c3fb282b02900d8027a | https://www.assets.signify.com/is/content/PhilipsLighting/4eb847a99e484e0c812ca9d900ee00b9;https://www.assets.signify.com/is/content/Signify/4e1380eb83c64465bc0eb02900d80277 |  |  |  |  | D | 3800 lumen |  | 830 ¦ CCT of 3000K | 80 | 3000 K | 28 W | 135 lm/W | 50 to 60 Hz |  | 3800 lumen | 50000 hour(s) | 28 W | 0.95 |  | 50000 |  | 0.45 s | 80 W | https://www.lighting.philips.com/link/929002006302_EU/prd/aa/en
FP-929002006402 | TForce LED HPL ND 40-28W E27 840 | 929002006402 | 2018-07-27 00:00:00 |  |  |  | 360 degree(s) | Others | E27 ¦ E27 | 4000 K | Cool White (CW) | 125 mA | <lt/>6 | 75 mm | No | 28 kWh | 70 % |  |  | 178 mm | 0.45 s |  |  | -40 °C to 55 °C | [9 empty] | Yes | [63 empty] | ADAM-f08a67e6321044848efba9d200ded4d7 | https://www.assets.signify.com/is/image/Signify/d6a02898f31c42c9814ba9d200ded685 | ADAM-71f2cb600a4b4253ad53a9e701282195 | https://www.assets.signify.com/is/content/PhilipsLighting/fp929002006402-pss-global | ADAM-240b787b74f44defa2f4a9d200debc5e | https://www.assets.signify.com/is/image/PhilipsLighting/3038220ea44947b0ab28a9d200debf51 |  |  | ADAM-a57f53da59944cd39307ae91009a595f | https://www.assets.signify.com/is/content/Signify/6017d70f15e6444db364ae91009a640f |  |  |  |  | ADAM-40338a0927b84281be93a9d200deed53 | https://www.docs.signify.com/assets/ies/ledtrueforce_e27_28w_4000k-ies.ies | [8 empty] | ADAM-0a733ea6384547948e13adad00a8bca3 | https://www.assets.signify.com/is/content/Signify/ab41aae8b0314d7b8811adad00a8bd8d | ADAM-559c0e15e481495d8656aa7900e68c8b | https://www.assets.signify.com/is/content/PhilipsLighting/fp929002006402-gis-global |  |  |  |  | ADAM-12e2929bd9434f04b1b4b01500d914a5;ADAM-af1fc7d7c4d143c98013b0190077c511 | https://www.assets.signify.com/is/content/Signify/fe054dd74c2047dcad34b01500d914a3;https://www.assets.signify.com/is/content/Signify/6749de8ccefa4c3d8054b0190077c749 | ADAM-e43291216e3c47f2bcb1a9d900edf059;ADAM-3588369a6ad64c3fb282b02900d8027a | https://www.assets.signify.com/is/content/PhilipsLighting/4eb847a99e484e0c812ca9d900ee00b9;https://www.assets.signify.com/is/content/Signify/4e1380eb83c64465bc0eb02900d80277 |  |  |  |  | D | 4000 lumen |  | 840 ¦ CCT of 4000K | 80 | 4000 K | 28 W | 142 lm/W | 50 to 60 Hz |  | 4000 lumen | 50000 hour(s) | 28 W | 0.95 |  | 50000 |  | 0.45 s | 80 W | https://www.lighting.philips.com/link/929002006402_EU/prd/aa/en
FP-929002006502 | TForce LED HPL ND 57-42W E27 830 | 929002006502 | 2018-07-27 00:00:00 |  |  |  | 360 degree(s) | Others | E27 ¦ E27 | 3000 K | White (WH) | 186 mA | <lt/>6 | 84 mm | No | 42 kWh | 70 % |  |  | 178 mm | 0.45 s |  |  | -40 °C to 55 °C | [9 empty] | Yes | [63 empty] | ADAM-83e7997d4afd4fda8d0aa9d200df0510 | https://www.assets.signify.com/is/image/PhilipsLighting/25ba94dbc09a48809bc2a9d200df06e5 | ADAM-e5f87cdef2cc457ab8ada9e700ee874c | https://www.assets.signify.com/is/content/PhilipsLighting/fp929002006502-pss-global | ADAM-230a70ca6e1c48769dc2a9d200def310 | https://www.assets.signify.com/is/image/PhilipsLighting/65576663be3d4bdaaaa9a9d200def473 |  |  | ADAM-a57f53da59944cd39307ae91009a595f | https://www.assets.signify.com/is/content/Signify/6017d70f15e6444db364ae91009a640f |  |  |  |  | ADAM-72d1a3d735454d178e24a9d200defa03 | https://www.docs.signify.com/assets/ies/ledtrueforce_e27_42w_3000k-ies.ies | [8 empty] | ADAM-956221c12200448b988cadad0172d090 | https://www.assets.signify.com/is/content/Signify/05cb78cd398e4aa79062adad0172d2e4 | ADAM-3d480d5a92f54348ba06aa7900e6bb41 | https://www.assets.signify.com/is/content/PhilipsLighting/fp929002006502-gis-global |  |  |  |  | ADAM-12e2929bd9434f04b1b4b01500d914a5;ADAM-af1fc7d7c4d143c98013b0190077c511 | https://www.assets.signify.com/is/content/Signify/fe054dd74c2047dcad34b01500d914a3;https://www.assets.signify.com/is/content/Signify/6749de8ccefa4c3d8054b0190077c749 | ADAM-e43291216e3c47f2bcb1a9d900edf059;ADAM-3588369a6ad64c3fb282b02900d8027a | https://www.assets.signify.com/is/content/PhilipsLighting/4eb847a99e484e0c812ca9d900ee00b9;https://www.assets.signify.com/is/content/Signify/4e1380eb83c64465bc0eb02900d80277 |  |  |  |  | D | 5700 lumen |  | 830 ¦ CCT of 3000K | 80 | 3000 K | 42 W | 135 lm/W | 50 to 60 Hz |  | 5700 lumen | 50000 hour(s) | 42 W | 0.95 |  | 50000 |  | 0.45 s | 125 W | https://www.lighting.philips.com/link/929002006502_EU/prd/aa/en
FP-929002006602 | TForce LED HPL ND 60-42W E27 840 | 929002006602 | 2018-07-27 00:00:00 |  |  |  | 360 degree(s) | Others | E27 ¦ E27 | 4000 K | Cool White (CW) | 186 mA | <lt/>6 | 84 mm | No | 42 kWh | 70 % |  |  | 178 mm | 0.45 s |  |  | -40 °C to 55 °C | [9 empty] | Yes | [63 empty] | ADAM-83e7997d4afd4fda8d0aa9d200df0510 | https://www.assets.signify.com/is/image/PhilipsLighting/25ba94dbc09a48809bc2a9d200df06e5 | ADAM-86c64d4d50b94b10a79ba9e700f9c090 | https://www.assets.signify.com/is/content/PhilipsLighting/fp929002006602-pss-global | ADAM-230a70ca6e1c48769dc2a9d200def310 | https://www.assets.signify.com/is/image/PhilipsLighting/65576663be3d4bdaaaa9a9d200def473 |  |  | ADAM-a57f53da59944cd39307ae91009a595f | https://www.assets.signify.com/is/content/Signify/6017d70f15e6444db364ae91009a640f |  |  |  |  | ADAM-fe5b5f3e117340d58ca5a9d200df0c07 | https://www.docs.signify.com/assets/ies/ledtrueforce_e27-ies.ies | [8 empty] | ADAM-a0da43e83ef84c6b957aadad01735966 | https://www.assets.signify.com/is/content/Signify/d71785aad44943bcbd8aadad01735b07 | ADAM-7d8158d2306440a9a630aa7900e6af3b | https://www.assets.signify.com/is/content/PhilipsLighting/fp929002006602-gis-global |  |  |  |  | ADAM-12e2929bd9434f04b1b4b01500d914a5;ADAM-af1fc7d7c4d143c98013b0190077c511 | https://www.assets.signify.com/is/content/Signify/fe054dd74c2047dcad34b01500d914a3;https://www.assets.signify.com/is/content/Signify/6749de8ccefa4c3d8054b0190077c749 | ADAM-e43291216e3c47f2bcb1a9d900edf059;ADAM-3588369a6ad64c3fb282b02900d8027a | https://www.assets.signify.com/is/content/PhilipsLighting/4eb847a99e484e0c812ca9d900ee00b9;https://www.assets.signify.com/is/content/Signify/4e1380eb83c64465bc0eb02900d80277 |  |  |  |  | D | 6000 lumen |  | 840 ¦ CCT of 4000K | 80 | 4000 K | 42 W | 142 lm/W | 50 to 60 Hz |  | 6000 lumen | 50000 hour(s) | 42 W | 0.95 |  | 50000 |  | 0.45 s | 125 W | https://www.lighting.philips.com/link/929002006602_EU/prd/aa/en
FP-929002006702 | TForce LED HPL ND 57-42W E40 830 | 929002006702 | 2018-07-27 00:00:00 |  |  |  | 360 degree(s) | Others | E40 ¦ E40 | 3000 K | White (WH) | 186 mA | <lt/>6 | 84 mm | No | 42 kWh | 70 % |  |  | 191 mm | 0.45 s |  |  | -40 °C to 55 °C | [9 empty] | Yes | [63 empty] | ADAM-6fd78c4ad741469690c7a9d200df19fc | https://www.assets.signify.com/is/image/PhilipsLighting/77fb50f9f55849e0b483a9d200df1b89 | ADAM-edbcf2ccc76443bc8483a9e7010edb84 | https://www.assets.signify.com/is/content/PhilipsLighting/fp929002006702-pss-global | ADAM-195a1e7e1c9b416cb23ba9d200df1105 | https://www.assets.signify.com/is/image/PhilipsLighting/2b2beaa4271d464490a9a9d200df12d9 |  |  | ADAM-a57f53da59944cd39307ae91009a595f | https://www.assets.signify.com/is/content/Signify/6017d70f15e6444db364ae91009a640f |  |  |  |  | ADAM-28bc27d4e46f4e9fa0dea9d200df177f | https://www.docs.signify.com/assets/ies/ledtrueforce_e40_42w_3000k-ies.ies | [8 empty] | ADAM-8b09230f3ff3472ab211adad0173c732 | https://www.assets.signify.com/is/content/Signify/8774d35958d84127ba68adad0173caca | ADAM-921a44396df74afd8483aa7900e6a436 | https://www.assets.signify.com/is/content/PhilipsLighting/fp929002006702-gis-global |  |  |  |  | ADAM-12e2929bd9434f04b1b4b01500d914a5;ADAM-af1fc7d7c4d143c98013b0190077c511 | https://www.assets.signify.com/is/content/Signify/fe054dd74c2047dcad34b01500d914a3;https://www.assets.signify.com/is/content/Signify/6749de8ccefa4c3d8054b0190077c749 | ADAM-e43291216e3c47f2bcb1a9d900edf059;ADAM-3588369a6ad64c3fb282b02900d8027a | https://www.assets.signify.com/is/content/PhilipsLighting/4eb847a99e484e0c812ca9d900ee00b9;https://www.assets.signify.com/is/content/Signify/4e1380eb83c64465bc0eb02900d80277 |  |  |  |  | D | 5700 lumen |  | 830 ¦ CCT of 3000K | 80 | 3000 K | 42 W | 135 lm/W | 50 to 60 Hz |  | 5700 lumen | 50000 hour(s) | 42 W | 0.95 |  | 50000 |  | 0.45 s | 125 W | https://www.lighting.philips.com/link/929002006702_EU/prd/aa/en
FP-929002006802 | TForce LED HPL ND 60-42W E40 840 | 929002006802 | 2018-07-27 00:00:00 |  |  |  | 360 degree(s) | Others | E40 ¦ E40 | 4000 K | Cool White (CW) | 186 mA | <lt/>6 | 84 mm | No | 42 kWh | 70 % |  |  | 191 mm | 0.45 s |  |  | -40 °C to 55 °C | [9 empty] | Yes | [63 empty] | ADAM-6fd78c4ad741469690c7a9d200df19fc | https://www.assets.signify.com/is/image/PhilipsLighting/77fb50f9f55849e0b483a9d200df1b89 | ADAM-9927e63a9e0443a6a93aa9e700e2e3b1 | https://www.assets.signify.com/is/content/PhilipsLighting/fp929002006802-pss-global | ADAM-195a1e7e1c9b416cb23ba9d200df1105 | https://www.assets.signify.com/is/image/PhilipsLighting/2b2beaa4271d464490a9a9d200df12d9 |  |  | ADAM-a57f53da59944cd39307ae91009a595f | https://www.assets.signify.com/is/content/Signify/6017d70f15e6444db364ae91009a640f |  |  |  |  | ADAM-0c0ae88e0d88462caa29a9d200df21a2 | https://www.docs.signify.com/assets/ies/ledtrueforce_e40_42w_4000k-ies.ies | [8 empty] | ADAM-3c6f5113f45744109dd2adad017422fb | https://www.assets.signify.com/is/content/Signify/e1fab92dcec64293af2aadad01742497 | ADAM-09be471cce3f491099a8aa7900e69bbf | https://www.assets.signify.com/is/content/PhilipsLighting/fp929002006802-gis-global |  |  |  |  | ADAM-12e2929bd9434f04b1b4b01500d914a5;ADAM-af1fc7d7c4d143c98013b0190077c511 | https://www.assets.signify.com/is/content/Signify/fe054dd74c2047dcad34b01500d914a3;https://www.assets.signify.com/is/content/Signify/6749de8ccefa4c3d8054b0190077c749 | ADAM-e43291216e3c47f2bcb1a9d900edf059;ADAM-3588369a6ad64c3fb282b02900d8027a | https://www.assets.signify.com/is/content/PhilipsLighting/4eb847a99e484e0c812ca9d900ee00b9;https://www.assets.signify.com/is/content/Signify/4e1380eb83c64465bc0eb02900d80277 |  |  |  |  | D | 6000 lumen |  | 840 ¦ CCT of 4000K | 80 | 4000 K | 42 W | 142 lm/W | 50 to 60 Hz |  | 6000 lumen | 50000 hour(s) | 42 W | 0.95 |  | 50000 |  | 0.45 s | 125 W | https://www.lighting.philips.com/link/929002006802_EU/prd/aa/en
FP-929002007502 | TForce LED Road 90-55W E40 740 | 929002007502 | 2018-08-06 00:00:00 |  |  |  |  | Others | E40 ¦ E40 | 4000 K | Cool White (CW) | 1000 mA | <lt/>6 | 71 mm | No | 55 kWh | 70 % |  |  | 262 mm | 0.5 s | [12 empty] | Yes | [63 empty] | ADAM-7ded57e869b047d7886ba9dc00a7a55f | https://www.assets.signify.com/is/image/PhilipsLighting/0027503bb8974b0fb7d9a9dc00a7a6a7 | ADAM-bedfc67427db43e8826fa9e700e69010 | https://www.assets.signify.com/is/content/PhilipsLighting/fp929002007502-pss-global | ADAM-4cbc364760314342b7d6a9dc00a7a1d7 | https://www.assets.signify.com/is/image/PhilipsLighting/e17256e0853044e7b420a9dc00a7a340 |  |  | ADAM-f133ca13d54341649711ae91009a9a2e | https://www.assets.signify.com/is/content/Signify/38f56c737a50475bae79ae91009aa704 |  |  |  |  | ADAM-7c6a3f5eb15949ab8e24a9dc00a7c754 | https://www.docs.signify.com/assets/ies/ledtrueforce_son-t_9klm_e40_740-ies.ies | [8 empty] | ADAM-d5bd631251c042238cafadaa00f9f3c8 | https://www.assets.signify.com/is/content/Signify/bf7b4f557eac4c42a33dadaa00f9f4dd | ADAM-b7ca5df04d1847e1a9c6aa7d00c2d395 | https://www.assets.signify.com/is/content/PhilipsLighting/fp929002007502-gis-global |  |  |  |  | ADAM-12e2929bd9434f04b1b4b01500d914a5 | https://www.assets.signify.com/is/content/Signify/fe054dd74c2047dcad34b01500d914a3 | ADAM-b6897b99fe58439fb80ca9d900eddc60;ADAM-3588369a6ad64c3fb282b02900d8027a | https://www.assets.signify.com/is/content/PhilipsLighting/548a77fcc20542e4ba83a9d900eded72;https://www.assets.signify.com/is/content/Signify/4e1380eb83c64465bc0eb02900d80277 |  |  |  |  | D | 9000 lumen |  | 740 ¦ CCT of 4000K | 70 | 4000 K | 55 W | 163.00 lm/W | 50 Hz |  | 9000 lumen | 50000 hour(s) | 55 W | 0.9 |  | 50000 |  | 0.5 s | 100 W | https://www.lighting.philips.com/link/929002007502_EU/prd/aa/en
FP-929002007702 | TForce LED Road 120-68W E40 740 | 929002007702 | 2018-08-06 00:00:00 |  |  |  |  | Others | E40 ¦ E40 | 4000 K | Cool White (CW) | 1650 mA | <lt/>6 | 71 mm | No | 68 kWh | 70 % |  |  | 262 mm | 0.5 s | [12 empty] | Yes | [63 empty] | ADAM-be449e3a377d48178a79a9dc00a7ccc1 | https://www.assets.signify.com/is/image/Signify/71db2e03f3c64c2c8a4fa9dc00a7ce01 | ADAM-3fb1b0dc89f149169082a9e70104aa7f | https://www.assets.signify.com/is/content/PhilipsLighting/fp929002007702-pss-global | ADAM-4cbc364760314342b7d6a9dc00a7a1d7 | https://www.assets.signify.com/is/image/PhilipsLighting/e17256e0853044e7b420a9dc00a7a340 |  |  | ADAM-f133ca13d54341649711ae91009a9a2e | https://www.assets.signify.com/is/content/Signify/38f56c737a50475bae79ae91009aa704 |  |  |  |  | ADAM-960635b6565549e89c3fa9dc00a7db4f | https://www.docs.signify.com/assets/ies/ledtrueforce_son-t_12klm_e40_740-ies.ies | [8 empty] | ADAM-e5ae650be40f4918800eadb1009f20e2 | https://www.assets.signify.com/is/content/Signify/f94dd9feff6248128ec1adb1009f21b5 | ADAM-633dc2b46c524e9e82a7aa7d00bba307 | https://www.assets.signify.com/is/content/PhilipsLighting/fp929002007702-gis-global |  |  |  |  | ADAM-12e2929bd9434f04b1b4b01500d914a5 | https://www.assets.signify.com/is/content/Signify/fe054dd74c2047dcad34b01500d914a3 | ADAM-b6897b99fe58439fb80ca9d900eddc60;ADAM-3588369a6ad64c3fb282b02900d8027a | https://www.assets.signify.com/is/content/PhilipsLighting/548a77fcc20542e4ba83a9d900eded72;https://www.assets.signify.com/is/content/Signify/4e1380eb83c64465bc0eb02900d80277 |  |  |  |  | C | 12000 lumen |  | 740 ¦ CCT of 4000K | 70 | 4000 K | 68 W | 176.00 lm/W | 50 Hz |  | 12000 lumen | 50000 hour(s) | 68 W | 0.9 |  | 50000 |  | 0.5 s | 100 W | https://www.lighting.philips.com/link/929002007702_EU/prd/aa/en
FP-929002021102 | MAS LEDtube VLE 600mm HO 8W 830 T8 | 929002021102 | 2018-09-13 00:00:00 |  |  |  | 190 degree(s) | Tube, double-ended | G13 ¦ Medium Bi-Pin Fluorescent | 3000 K | White (WH) |  | <lt/>6 | 28 mm | No | 8 kWh | 70 % |  |  | 604 mm | 0.5 s |  |  | -20 °C to 45 °C | [9 empty] | Yes | [63 empty] | ADAM-c102bbebe840479fa951aa0200ba5cf8 | https://www.assets.signify.com/is/image/PhilipsLighting/f5cbf01c1b4844a08e26aa0200ba5e2e | ADAM-fa9307917fe2431b948caa03002eeb61 | https://www.assets.signify.com/is/content/PhilipsLighting/fp929002021102-pss-global | ADAM-4b5886dd3fd443b2a762aa0200b9fa34 | https://www.assets.signify.com/is/image/PhilipsLighting/408fbc90b2384f2fbc9daa0200b9fd8a |  |  | ADAM-269f582b68ed405d8c7eadc501500b44 | https://www.assets.signify.com/is/content/Signify/123bbd0a42c8464dbff3adc5015011a9 |  |  |  |  | ADAM-a552e1d8b935485d82f0ad63011129f1 | https://www.docs.signify.com/assets/ies/ledtube_mas_slr_8w_g13_1000lm_830-ies.ies | [8 empty] | ADAM-4b53a03a3b9347178503ae70010dcba2 | https://www.assets.signify.com/is/content/Signify/32d5d7f5fbc24efa9375ae70010dd7ee | ADAM-ad6b4b29f6444b61b078aa7d00c23d70 | https://www.assets.signify.com/is/content/PhilipsLighting/fp929002021102-gis-global |  |  |  |  | ADAM-2ece555efbbf4aefbb3caf18008818e3 | https://www.assets.signify.com/is/content/Signify/e2eb215900ac42b5a6fbaf180088204b | ADAM-dd5b1cb345fa4da8bcdcaf32007fbb42;ADAM-fb489b9de7894bf9bca0afdc006fe424;ADAM-51b7379269e54f909965afdc006fee1f | https://www.assets.signify.com/is/content/Signify/31ac9375c9ba48fe9dadaf32007fc97e;https://www.assets.signify.com/is/content/Signify/af9b2867d9e9416cb8bfafdc006fe413;https://www.assets.signify.com/is/content/Signify/0bf04182e1cc4a3ca333afdc006fee18 |  |  |  |  | E | 1000 lumen |  | 830 ¦ CCT of 3000K | 80 | 3000 K | 8 W | 125.00 lm/W | 50 to 60 Hz |  | 1000 lumen | 60000 hour(s) | 8 W | 0.9 |  | 200000 |  | 0.5 s |  | https://www.lighting.philips.com/link/929002021102_EU/prd/aa/en
FP-929002021202 | MAS LEDtube VLE 600mm HO 8W 840 T8 | 929002021202 | 2018-09-13 00:00:00 |  |  |  | 190 degree(s) | Tube, double-ended | G13 ¦ Medium Bi-Pin Fluorescent | 4000 K | Cool White (CW) |  | <lt/>6 | 28 mm | No | 8 kWh | 70 % |  |  | 604 mm | 0.5 s |  |  | -20 °C to 45 °C | [9 empty] | Yes | [63 empty] | ADAM-c102bbebe840479fa951aa0200ba5cf8 | https://www.assets.signify.com/is/image/PhilipsLighting/f5cbf01c1b4844a08e26aa0200ba5e2e | ADAM-a36d40ef2b9e4fb88e1daa03002dce4c | https://www.assets.signify.com/is/content/PhilipsLighting/fp929002021202-pss-global | ADAM-4b5886dd3fd443b2a762aa0200b9fa34 | https://www.assets.signify.com/is/image/PhilipsLighting/408fbc90b2384f2fbc9daa0200b9fd8a |  |  | ADAM-269f582b68ed405d8c7eadc501500b44 | https://www.assets.signify.com/is/content/Signify/123bbd0a42c8464dbff3adc5015011a9 |  |  |  |  | ADAM-2aa3efb1c8b44b37b4fcad6301112b41 | https://www.docs.signify.com/assets/ies/ledtube_mas_slr_8w_g13_1050lm_840-ies.ies | [8 empty] | ADAM-a2bddf057d8e4a41aa18ae7001105794 | https://www.assets.signify.com/is/content/Signify/00c895e1b41342ed9508ae70011069a1 | ADAM-7bbd48f52b3c4f2c9943aa7d00c13d07 | https://www.assets.signify.com/is/content/PhilipsLighting/fp929002021202-gis-global |  |  |  |  | ADAM-2ece555efbbf4aefbb3caf18008818e3 | https://www.assets.signify.com/is/content/Signify/e2eb215900ac42b5a6fbaf180088204b | ADAM-dd5b1cb345fa4da8bcdcaf32007fbb42;ADAM-fb489b9de7894bf9bca0afdc006fe424;ADAM-51b7379269e54f909965afdc006fee1f | https://www.assets.signify.com/is/content/Signify/31ac9375c9ba48fe9dadaf32007fc97e;https://www.assets.signify.com/is/content/Signify/af9b2867d9e9416cb8bfafdc006fe413;https://www.assets.signify.com/is/content/Signify/0bf04182e1cc4a3ca333afdc006fee18 |  |  |  |  | E | 1050 lumen |  | 840 ¦ CCT of 4000K | 80 | 4000 K | 8 W | 131 lm/W | 50 to 60 Hz |  | 1050 lumen | 60000 hour(s) | 8 W | 0.9 |  | 200000 |  | 0.5 s |  | https://www.lighting.philips.com/link/929002021202_EU/prd/aa/en
FP-929002021302 | MAS LEDtube VLE 600mm HO 8W 865 T8 | 929002021302 | 2018-09-13 00:00:00 |  |  |  | 190 degree(s) | Tube, double-ended | G13 ¦ Medium Bi-Pin Fluorescent | 6500 K | Cool Daylight |  | <lt/>6 | 28 mm | No | 8 kWh | 70 % |  |  | 604 mm | 0.5 s |  |  | -20 °C to 45 °C | [9 empty] | Yes | [63 empty] | ADAM-c102bbebe840479fa951aa0200ba5cf8 | https://www.assets.signify.com/is/image/PhilipsLighting/f5cbf01c1b4844a08e26aa0200ba5e2e | ADAM-6ca958788f4f4b2cbe78aa03002e9131 | https://www.assets.signify.com/is/content/PhilipsLighting/fp929002021302-pss-global | ADAM-4b5886dd3fd443b2a762aa0200b9fa34 | https://www.assets.signify.com/is/image/PhilipsLighting/408fbc90b2384f2fbc9daa0200b9fd8a |  |  | ADAM-269f582b68ed405d8c7eadc501500b44 | https://www.assets.signify.com/is/content/Signify/123bbd0a42c8464dbff3adc5015011a9 |  |  |  |  | ADAM-bd6183ae1c06427b9681ad6301112e2a | https://www.docs.signify.com/assets/ies/ledtube_mas_slr_8w_g13_1050lm_865-ies.ies | [8 empty] | ADAM-b5c5c3148470449384a5ae7001126b49 | https://www.assets.signify.com/is/content/Signify/d6bda1ed17e340c0bb21ae70011271c8 | ADAM-fcda9fc4445e4f77b142aa7d00bd75be | https://www.assets.signify.com/is/content/PhilipsLighting/fp929002021302-gis-global |  |  |  |  | ADAM-2ece555efbbf4aefbb3caf18008818e3 | https://www.assets.signify.com/is/content/Signify/e2eb215900ac42b5a6fbaf180088204b | ADAM-dd5b1cb345fa4da8bcdcaf32007fbb42;ADAM-fb489b9de7894bf9bca0afdc006fe424;ADAM-51b7379269e54f909965afdc006fee1f | https://www.assets.signify.com/is/content/Signify/31ac9375c9ba48fe9dadaf32007fc97e;https://www.assets.signify.com/is/content/Signify/af9b2867d9e9416cb8bfafdc006fe413;https://www.assets.signify.com/is/content/Signify/0bf04182e1cc4a3ca333afdc006fee18 |  |  |  |  | E | 1050 lumen |  | 865 ¦ CCT of 6500K | 80 | 6500 K | 8 W | 131 lm/W | 50 to 60 Hz |  | 1050 lumen | 60000 hour(s) | 8 W | 0.9 |  | 200000 |  | 0.5 s |  | https://www.lighting.philips.com/link/929002021302_EU/prd/aa/en
FP-929002021402 | MAS LEDtube VLE 1200mm HO 14W 830 T8 | 929002021402 | 2018-09-13 00:00:00 |  |  |  | 190 degree(s) | Tube, double-ended | G13 ¦ Medium Bi-Pin Fluorescent | 3000 K | White (WH) |  | <lt/>6 | 28 mm | No | 14 kWh | 70 % |  |  | 1213 mm | 0.5 s |  |  | -20 °C to 45 °C | [9 empty] | Yes | [63 empty] | ADAM-fd7304589a0c4ca493d8aa0200ba613b | https://www.assets.signify.com/is/image/PhilipsLighting/235f0c1ef6424fa88fe9aa0200ba62a6 | ADAM-97d93e8b4ebd44858652aa03002c4502 | https://www.assets.signify.com/is/content/PhilipsLighting/fp929002021402-pss-global | ADAM-4b5886dd3fd443b2a762aa0200b9fa34 | https://www.assets.signify.com/is/image/PhilipsLighting/408fbc90b2384f2fbc9daa0200b9fd8a |  |  | ADAM-269f582b68ed405d8c7eadc501500b44 | https://www.assets.signify.com/is/content/Signify/123bbd0a42c8464dbff3adc5015011a9 |  |  |  |  | ADAM-6fed43c22b69465fadfdaa0200ba3437 | https://www.docs.signify.com/assets/ies/ledtube_220-240v_g13_4ft_2000lm_3000k-ies.ies | [8 empty] | ADAM-a4a74241a74b47e7a7aeae70010dfde4 | https://www.assets.signify.com/is/content/Signify/1b34633e288d48acb77dae70010e06f7 | ADAM-9ec0e236e5194069907faa7d00c28c65 | https://www.assets.signify.com/is/content/PhilipsLighting/fp929002021402-gis-global |  |  |  |  | ADAM-2ece555efbbf4aefbb3caf18008818e3 | https://www.assets.signify.com/is/content/Signify/e2eb215900ac42b5a6fbaf180088204b | ADAM-dd5b1cb345fa4da8bcdcaf32007fbb42;ADAM-fb489b9de7894bf9bca0afdc006fe424;ADAM-51b7379269e54f909965afdc006fee1f | https://www.assets.signify.com/is/content/Signify/31ac9375c9ba48fe9dadaf32007fc97e;https://www.assets.signify.com/is/content/Signify/af9b2867d9e9416cb8bfafdc006fe413;https://www.assets.signify.com/is/content/Signify/0bf04182e1cc4a3ca333afdc006fee18 |  |  |  |  | D | 2000 lumen |  | 830 ¦ CCT of 3000K | 80 | 3000 K | 14 W | 142.00 lm/W | 50 to 60 Hz |  | 2000 lumen | 60000 hour(s) | 14 W | 0.9 |  | 200000 |  | 0.5 s |  | https://www.lighting.philips.com/link/929002021402_EU/prd/aa/en
FP-929002021502 | MAS LEDtube VLE 1200mm HO 14W 840 T8 | 929002021502 | 2018-09-13 00:00:00 |  |  |  | 190 degree(s) | Tube, double-ended | G13 ¦ Medium Bi-Pin Fluorescent | 4000 K | Cool White (CW) |  | <lt/>6 | 28 mm | No | 14 kWh | 70 % |  |  | 1213 mm | 0.5 s |  |  | -20 °C to 45 °C | [9 empty] | Yes | [63 empty] | ADAM-fd7304589a0c4ca493d8aa0200ba613b | https://www.assets.signify.com/is/image/PhilipsLighting/235f0c1ef6424fa88fe9aa0200ba62a6 | ADAM-ac3244988cb847c287adaa03002b417f | https://www.assets.signify.com/is/content/PhilipsLighting/fp929002021502-pss-global | ADAM-4b5886dd3fd443b2a762aa0200b9fa34 | https://www.assets.signify.com/is/image/PhilipsLighting/408fbc90b2384f2fbc9daa0200b9fd8a |  |  | ADAM-269f582b68ed405d8c7eadc501500b44 | https://www.assets.signify.com/is/content/Signify/123bbd0a42c8464dbff3adc5015011a9 |  |  |  |  | ADAM-061dc14e7f864dd8a06aaa0200ba361b | https://www.docs.signify.com/assets/ies/ledtube_220-240v_g13_4ft_2100lm_4000k-ies.ies | [8 empty] | ADAM-3e56546a43ef4a129a6dae700110a86c | https://www.assets.signify.com/is/content/Signify/5b47315a4c1f4f8aab8fae700110b913 | ADAM-842acacb618d44f8bc2faa7d00beea6a | https://www.assets.signify.com/is/content/PhilipsLighting/fp929002021502-gis-global |  |  |  |  | ADAM-2ece555efbbf4aefbb3caf18008818e3 | https://www.assets.signify.com/is/content/Signify/e2eb215900ac42b5a6fbaf180088204b | ADAM-dd5b1cb345fa4da8bcdcaf32007fbb42;ADAM-fb489b9de7894bf9bca0afdc006fe424;ADAM-51b7379269e54f909965afdc006fee1f | https://www.assets.signify.com/is/content/Signify/31ac9375c9ba48fe9dadaf32007fc97e;https://www.assets.signify.com/is/content/Signify/af9b2867d9e9416cb8bfafdc006fe413;https://www.assets.signify.com/is/content/Signify/0bf04182e1cc4a3ca333afdc006fee18 |  |  |  |  | D | 2100 lumen |  | 840 ¦ CCT of 4000K | 80 | 4000 K | 14 W | 150 lm/W | 50 to 60 Hz |  | 2100 lumen | 60000 hour(s) | 14 W | 0.9 |  | 200000 |  | 0.5 s |  | https://www.lighting.philips.com/link/929002021502_EU/prd/aa/en
FP-929002021602 | MAS LEDtube VLE 1200mm HO 14W 865 T8 | 929002021602 | 2018-09-13 00:00:00 |  |  |  | 190 degree(s) | Tube, double-ended | G13 ¦ Medium Bi-Pin Fluorescent | 6500 K | Cool Daylight |  | <lt/>6 | 28 mm | No | 14 kWh | 70 % |  |  | 1213 mm | 0.5 s |  |  | -20 °C to 45 °C | [9 empty] | Yes | [63 empty] | ADAM-fd7304589a0c4ca493d8aa0200ba613b | https://www.assets.signify.com/is/image/PhilipsLighting/235f0c1ef6424fa88fe9aa0200ba62a6 | ADAM-c5d37c4c05db4c038026aa03002c7f6a | https://www.assets.signify.com/is/content/PhilipsLighting/fp929002021602-pss-global | ADAM-4b5886dd3fd443b2a762aa0200b9fa34 | https://www.assets.signify.com/is/image/PhilipsLighting/408fbc90b2384f2fbc9daa0200b9fd8a |  |  | ADAM-269f582b68ed405d8c7eadc501500b44 | https://www.assets.signify.com/is/content/Signify/123bbd0a42c8464dbff3adc5015011a9 |  |  |  |  | ADAM-d2adc346d3e74b8f9d2baa0200ba3753 | https://www.docs.signify.com/assets/ies/ledtube_220-240v_g13_4ft_2100lm_6500k-ies.ies | [8 empty] | ADAM-0c8af0d16cee4b408b0bae700114afaf | https://www.assets.signify.com/is/content/Signify/3eaab52d26db4f1d87bcae700114b5f0 | ADAM-036590d99c004151862faa7d00c357ec | https://www.assets.signify.com/is/content/PhilipsLighting/fp929002021602-gis-global |  |  |  |  | ADAM-2ece555efbbf4aefbb3caf18008818e3 | https://www.assets.signify.com/is/content/Signify/e2eb215900ac42b5a6fbaf180088204b | ADAM-dd5b1cb345fa4da8bcdcaf32007fbb42;ADAM-fb489b9de7894bf9bca0afdc006fe424;ADAM-51b7379269e54f909965afdc006fee1f | https://www.assets.signify.com/is/content/Signify/31ac9375c9ba48fe9dadaf32007fc97e;https://www.assets.signify.com/is/content/Signify/af9b2867d9e9416cb8bfafdc006fe413;https://www.assets.signify.com/is/content/Signify/0bf04182e1cc4a3ca333afdc006fee18 |  |  |  |  | D | 2100 lumen |  | 865 ¦ CCT of 6500K | 80 | 6500 K | 14 W | 150 lm/W | 50 to 60 Hz |  | 2100 lumen | 60000 hour(s) | 14 W | 0.9 |  | 200000 |  | 0.5 s |  | https://www.lighting.philips.com/link/929002021602_EU/prd/aa/en
FP-929002021702 | MAS LEDtube VLE 1500mm HO 20.5W 830 T8 | 929002021702 | 2018-09-13 00:00:00 |  |  |  | 190 degree(s) | Tube, double-ended | G13 ¦ Medium Bi-Pin Fluorescent | 3000 K | White (WH) |  | <lt/>6 | 28 mm | No | 21 kWh | 70 % |  |  | 1514 mm | 0.5 s |  |  | -20 °C to 45 °C | [9 empty] | Yes | [63 empty] | ADAM-ea8112fce8314f618fc9aa0200ba6451 | https://www.assets.signify.com/is/image/PhilipsLighting/030ff15b8487482bb24daa0200ba655d | ADAM-995379db030e431db0cfaa03002d1c5d | https://www.assets.signify.com/is/content/PhilipsLighting/fp929002021702-pss-global | ADAM-4b5886dd3fd443b2a762aa0200b9fa34 | https://www.assets.signify.com/is/image/PhilipsLighting/408fbc90b2384f2fbc9daa0200b9fd8a |  |  | ADAM-269f582b68ed405d8c7eadc501500b44 | https://www.assets.signify.com/is/content/Signify/123bbd0a42c8464dbff3adc5015011a9 |  |  |  |  | ADAM-db04681e0bcd43d3ace3aa0200ba3873 | https://www.docs.signify.com/assets/ies/ledtube_220-240v_g13_5ft_2900lm_3000k-ies.ies | [8 empty] | ADAM-2f4ce8abf81d4fc79f64ae700112a42d | https://www.assets.signify.com/is/content/Signify/ba00f115f7ed4f7993a7ae700112aba7 | ADAM-8d1570410e9e406e8634aa7d00c01210 | https://www.assets.signify.com/is/content/PhilipsLighting/fp929002021702-gis-global |  |  |  |  | ADAM-2ece555efbbf4aefbb3caf18008818e3 | https://www.assets.signify.com/is/content/Signify/e2eb215900ac42b5a6fbaf180088204b | ADAM-dd5b1cb345fa4da8bcdcaf32007fbb42;ADAM-fb489b9de7894bf9bca0afdc006fe424;ADAM-51b7379269e54f909965afdc006fee1f | https://www.assets.signify.com/is/content/Signify/31ac9375c9ba48fe9dadaf32007fc97e;https://www.assets.signify.com/is/content/Signify/af9b2867d9e9416cb8bfafdc006fe413;https://www.assets.signify.com/is/content/Signify/0bf04182e1cc4a3ca333afdc006fee18 |  |  |  |  | D | 2900 lumen |  | 830 ¦ CCT of 3000K | 80 | 3000 K | 20.5 W | 141.00 lm/W | 50 to 60 Hz |  | 2900 lumen | 60000 hour(s) | 20.5 W | 0.9 |  | 200000 |  | 0.5 s |  | https://www.lighting.philips.com/link/929002021702_EU/prd/aa/en
FP-929002021802 | MAS LEDtube VLE 1500mm HO 20.5W 840 T8 | 929002021802 | 2018-09-13 00:00:00 |  |  |  | 190 degree(s) | Tube, double-ended | G13 ¦ Medium Bi-Pin Fluorescent | 4000 K | Cool White (CW) |  | <lt/>6 | 28 mm | No | 21 kWh | 70 % |  |  | 1514 mm | 0.5 s |  |  | -20 °C to 45 °C | [9 empty] | Yes | [63 empty] | ADAM-ea8112fce8314f618fc9aa0200ba6451 | https://www.assets.signify.com/is/image/PhilipsLighting/030ff15b8487482bb24daa0200ba655d | ADAM-d8fe4b111a184d178fabaa03002b61dd | https://www.assets.signify.com/is/content/PhilipsLighting/fp929002021802-pss-global | ADAM-4b5886dd3fd443b2a762aa0200b9fa34 | https://www.assets.signify.com/is/image/PhilipsLighting/408fbc90b2384f2fbc9daa0200b9fd8a |  |  | ADAM-269f582b68ed405d8c7eadc501500b44 | https://www.assets.signify.com/is/content/Signify/123bbd0a42c8464dbff3adc5015011a9 |  |  |  |  | ADAM-c5074236a5464fe58680aa0200ba39e8 | https://www.docs.signify.com/assets/ies/ledtube_220-240v_g13_5ft_3100lm_4000k-ies.ies | [8 empty] | ADAM-2fa1751c4e5b4dabb103ae700116dd0a | https://www.assets.signify.com/is/content/Signify/6294238303154e478454ae700116e621 | ADAM-bffc809b213345819b93aa7d00c3f70a | https://www.assets.signify.com/is/content/PhilipsLighting/fp929002021802-gis-global |  |  |  |  | ADAM-2ece555efbbf4aefbb3caf18008818e3 | https://www.assets.signify.com/is/content/Signify/e2eb215900ac42b5a6fbaf180088204b | ADAM-dd5b1cb345fa4da8bcdcaf32007fbb42;ADAM-fb489b9de7894bf9bca0afdc006fe424;ADAM-51b7379269e54f909965afdc006fee1f | https://www.assets.signify.com/is/content/Signify/31ac9375c9ba48fe9dadaf32007fc97e;https://www.assets.signify.com/is/content/Signify/af9b2867d9e9416cb8bfafdc006fe413;https://www.assets.signify.com/is/content/Signify/0bf04182e1cc4a3ca333afdc006fee18 |  |  |  |  | D | 3100 lumen |  | 840 ¦ CCT of 4000K | 80 | 4000 K | 20.5 W | 151 lm/W | 50 to 60 Hz |  | 3100 lumen | 60000 hour(s) | 20.5 W | 0.9 |  | 200000 |  | 0.5 s |  | https://www.lighting.philips.com/link/929002021802_EU/prd/aa/en
FP-929002021902 | MAS LEDtube VLE 1500mm HO 20.5W 865 T8 | 929002021902 | 2018-09-13 00:00:00 |  |  |  | 190 degree(s) | Tube, double-ended | G13 ¦ Medium Bi-Pin Fluorescent | 6500 K | Cool Daylight |  | <lt/>6 | 28 mm | No | 21 kWh | 70 % |  |  | 1514 mm | 0.5 s |  |  | -20 °C to 45 °C | [9 empty] | Yes | [63 empty] | ADAM-ea8112fce8314f618fc9aa0200ba6451 | https://www.assets.signify.com/is/image/PhilipsLighting/030ff15b8487482bb24daa0200ba655d | ADAM-ade19f4681af4e5681aeaa03002e1df0 | https://www.assets.signify.com/is/content/PhilipsLighting/fp929002021902-pss-global | ADAM-4b5886dd3fd443b2a762aa0200b9fa34 | https://www.assets.signify.com/is/image/PhilipsLighting/408fbc90b2384f2fbc9daa0200b9fd8a |  |  | ADAM-269f582b68ed405d8c7eadc501500b44 | https://www.assets.signify.com/is/content/Signify/123bbd0a42c8464dbff3adc5015011a9 |  |  |  |  | ADAM-f411af047a6b46c0a11baa0200ba3b19 | https://www.docs.signify.com/assets/ies/ledtube_220-240v_g13_5ft_3100lm_6500k-ies.ies | [8 empty] | ADAM-14c9ba1bc93a4bcbb13cae700114f8eb | https://www.assets.signify.com/is/content/Signify/2c65b496da284cba830aae7001150093 | ADAM-015668de167347308635aa7d00ba5941 | https://www.assets.signify.com/is/content/PhilipsLighting/fp929002021902-gis-global |  |  |  |  | ADAM-2ece555efbbf4aefbb3caf18008818e3 | https://www.assets.signify.com/is/content/Signify/e2eb215900ac42b5a6fbaf180088204b | ADAM-dd5b1cb345fa4da8bcdcaf32007fbb42;ADAM-fb489b9de7894bf9bca0afdc006fe424;ADAM-51b7379269e54f909965afdc006fee1f | https://www.assets.signify.com/is/content/Signify/31ac9375c9ba48fe9dadaf32007fc97e;https://www.assets.signify.com/is/content/Signify/af9b2867d9e9416cb8bfafdc006fe413;https://www.assets.signify.com/is/content/Signify/0bf04182e1cc4a3ca333afdc006fee18 |  |  |  |  | D | 3100 lumen |  | 865 ¦ CCT of 6500K | 80 | 6500 K | 20.5 W | 151 lm/W | 50 to 60 Hz |  | 3100 lumen | 60000 hour(s) | 20.5 W | 0.9 |  | 200000 |  | 0.5 s |  | https://www.lighting.philips.com/link/929002021902_EU/prd/aa/en
FP-929002024392 | CorePro LEDCandleND4.3-40W E14 840B35CLG | 929002024392 | 2020-12-16 00:00:00 |  |  |  |  | B35 ¦ B 35mm | E14 ¦ E14 | 4000 K | Cool White (CW) | 40 mA | <lt/>6 | 35 mm | No | 5 kWh | 70 % |  |  | 97 mm | 0.5 s | [12 empty] | Yes | [63 empty] | ADAM-ede2bb09a9924602979da8ee00373e2b | https://www.assets.signify.com/is/image/PhilipsLighting/a312068058a845bbae32a8ee00374452 | ADAM-7b6609c2333743ea8522ad78006889bb | https://www.assets.signify.com/is/content/Signify/fp929002024392-pss-global | ADAM-20170628051317513 | https://www.assets.signify.com/is/image/PhilipsLighting/e136a140837d4b4eba39a7a0003497c2 | [8 empty] | ADAM-7d046c9d838e44059de6aa5300ec9e9a | https://www.docs.signify.com/assets/ies/ledcandle+b35+43-40w+470lm4000k+e14ndclear-ies.ies | [8 empty] | ADAM-e03e3df9d7f44d4d9aafadad014684d2 | https://www.assets.signify.com/is/content/Signify/edd3a1c0b5154718ba0fadad014686f7 | ADAM-aea409d3e1ae42ae9755ad7f00e81fec | https://www.assets.signify.com/is/content/Signify/fp929002024392-gis-global | [12 empty] | F | 470 lumen |  | 840 ¦ CCT of 4000K | 80 | 4000 K | 4.3 W | 109.00 lm/W | 50 to 60 Hz |  | 470 lumen | 15000 hour(s) | 4.3 W | 0.48 |  | 20000 |  | 0.5 s | 40 W | https://www.lighting.philips.com/link/929002024392_EU/prd/aa/en
FP-929002024692 | CorePro LEDLusterND4.3-40W E14 840P45CLG | 929002024692 | 2020-12-16 00:00:00 |  |  |  |  | P45 ¦ P 45mm | E14 ¦ E14 | 4000 K | Cool White (CW) | 40 mA | <lt/>6 | 45 mm | No | 5 kWh | 70 % |  |  | 80 mm | 0.5 s | [12 empty] | Yes | [63 empty] | ADAM-5f48162d5fb64ce68a7fa8ee00374e55 | https://www.assets.signify.com/is/image/PhilipsLighting/967b08a9cd234ad396d8a8ee00374f69 | ADAM-bdc5a9c2c4dd4d16b615ad7800643bc0 | https://www.assets.signify.com/is/content/Signify/fp929002024692-pss-global | ADAM-20170628091717301 | https://www.assets.signify.com/is/image/PhilipsLighting/03fa1cc6a5cc464a888ba7a00077a174 | [8 empty] | ADAM-6ad4d798ad47484fa851aa5300ecae2b | https://www.docs.signify.com/assets/ies/ledcandle+p45+43-40w+470lm4000k+e14ndclear-ies.ies | [8 empty] | ADAM-0bb98baf956047b0be34adad0146ebb8 | https://www.assets.signify.com/is/content/Signify/77c14ee4b57e48e6bc33adad0146ed75 | ADAM-9fb77e1695d04411be8fad7f00e84f9d | https://www.assets.signify.com/is/content/Signify/fp929002024692-gis-global | [12 empty] | F | 470 lumen |  | 840 ¦ CCT of 4000K | 80 | 4000 K | 4.3 W | 109.00 lm/W | 50 to 60 Hz |  | 470 lumen | 15000 hour(s) | 4.3 W | 0.48 |  | 20000 |  | 0.5 s | 40 W | https://www.lighting.philips.com/link/929002024692_EU/prd/aa/en
FP-929002025492 | CorePro LEDBulbND 8.5-75W E27 A60 827CLG | 929002025492 | 2020-12-16 00:00:00 |  |  |  |  | A60 ¦ A 60mm | E27 ¦ E27 | 2700 K | Warm White (WW) | 70 mA | <lt/>6 | 60 mm | No | 9 kWh | 70 % |  |  | 104 mm | 0.5 s | [12 empty] | Yes | [63 empty] | ADAM-d62b47d91f344248b08aa8ee00376050 | https://www.assets.signify.com/is/image/PhilipsLighting/fd86fad455c540f4a7b4a8ee00376125 | ADAM-756469e448c9430a8170ad780062a5ac | https://www.assets.signify.com/is/content/Signify/fp929002025492-pss-global | ADAM-20170707101721483 | https://www.assets.signify.com/is/image/PhilipsLighting/868f029073a84c419c59a7a900881abf | [8 empty] | ADAM-1e8f5c5729d847dfba47aa5400790ae7 | https://www.docs.signify.com/assets/ies/led+bulb+a67+e27+nd+clear-ies.ies | [8 empty] | ADAM-ceabfa6a9fcd4f33b948adad00e986e2 | https://www.assets.signify.com/is/content/Signify/8b9be258dbb24ffa8072adad00e98aa5 | ADAM-380a1a4ea1f44436a3a0ad7f00e8bf24 | https://www.assets.signify.com/is/content/Signify/fp929002025492-gis-global | [12 empty] | E | 1055 lumen |  | 827 ¦ CCT of 2700K | 80 | 2700 K | 8.5 W | 124.00 lm/W | 50 to 60 Hz |  | 1055 lumen | 15000 hour(s) | 8.5 W | 0.52 |  | 20000 |  | 0.5 s | 75 W | https://www.lighting.philips.com/link/929002025492_EU/prd/aa/en
FP-929002025592 | CorePro LEDBulbND 8.5-75W E27 A60 840CLG | 929002025592 | 2020-12-16 00:00:00 |  |  |  |  | A60 ¦ A 60mm | E27 ¦ E27 | 4000 K | Cool White (CW) | 70 mA | <lt/>6 | 60 mm | No | 9 kWh | 70 % |  |  | 104 mm | 0.5 s | [12 empty] | Yes | [63 empty] | ADAM-d62b47d91f344248b08aa8ee00376050 | https://www.assets.signify.com/is/image/PhilipsLighting/fd86fad455c540f4a7b4a8ee00376125 | ADAM-f180e43790c5437897d7ad7800633dd9 | https://www.assets.signify.com/is/content/Signify/fp929002025592-pss-global | ADAM-20170707101721483 | https://www.assets.signify.com/is/image/PhilipsLighting/868f029073a84c419c59a7a900881abf | [8 empty] | ADAM-cd92c5302f1b4f4495a9aa7e00ee0d06 | https://www.docs.signify.com/assets/ies/cla+ledbulb+nd+e27-ies.ies | [8 empty] | ADAM-8c0004a263ba47618eaeadad00e9f1ab | https://www.assets.signify.com/is/content/Signify/9e5166a968d248938f92adad00e9f2cd | ADAM-31557b27490f49ae8faead7f00e84cf7 | https://www.assets.signify.com/is/content/Signify/fp929002025592-gis-global | [12 empty] | E | 1055 lumen |  | 840 ¦ CCT of 4000K | 80 | 4000 K | 8.5 W | 124.00 lm/W | 50 to 60 Hz |  | 1055 lumen | 15000 hour(s) | 8.5 W | 0.52 |  | 20000 |  | 0.5 s | 75 W | https://www.lighting.philips.com/link/929002025592_EU/prd/aa/en
FP-929002026131 | PILA LEDCLA 100W A60 E27 WW CL ND 1CT/6 | 929002026131 | 2020-01-09 00:00:00 |  |  |  |  | A60 ¦ A 60mm | E27 ¦ E27 | 2700 K | Warm White (WW) | 90 mA | <lt/>6 | 60 mm | No | 11 kWh | 70 % |  |  | 104 mm | 0.4 s | [76 empty] | ADAM-a82c0d4404764ad99111aceb011b00ef | https://www.assets.signify.com/is/image/Signify/6d622e363af04399afd0aceb011b021f | ADAM-8e3b1621b379479cbe85ad73009443d6 | https://www.assets.signify.com/is/content/Signify/fp929002026131-pss-global | ADAM-dfbce02eed9d42ddb5d6aa54007904d3 | https://www.assets.signify.com/is/image/PhilipsLighting/1d4447e3d2454c8ca4c2aa5400790610 | [8 empty] | ADAM-7ba6cc7a9835472cb112aa54007900d9 | https://www.docs.signify.com/assets/ies/led+bulb+a60+e27+clear-ies.ies | [8 empty] | ADAM-9aa23987f13f4c16a412adad00e9c9a1 | https://www.assets.signify.com/is/content/Signify/e7296140620f4f2caef0adad00e9cc41 | ADAM-98f9d8daf3cd4715a6b6ad7300900143 | https://www.assets.signify.com/is/content/Signify/fp929002026131-gis-global | [12 empty] | D | 1521 lumen |  | 827 ¦ CCT of 2700K | 80 | 2700 K | 10.5 W | 144.00 lm/W | 50 to 60 Hz |  | 1521 lumen | 15000 hour(s) | 10.5 W | 0.52 |  | 20000 |  | 0.4 s | 100 W | https://www.lighting.philips.com/link/929002026131_EU/prd/aa/en
FP-929002026192 | CorePro LEDBulbND10.5-100W E27A60 827CLG | 929002026192 | 2020-12-16 00:00:00 |  |  |  |  | A60 ¦ A 60mm | E27 ¦ E27 | 2700 K | Warm White (WW) | 90 mA | <lt/>6 | 60 mm | No | 11 kWh | 70 % |  |  | 104 mm | 0.5 s | [12 empty] | Yes | [63 empty] | ADAM-a82c0d4404764ad99111aceb011b00ef | https://www.assets.signify.com/is/image/Signify/6d622e363af04399afd0aceb011b021f | ADAM-bc76712e413d48cb80bdad780068fd45 | https://www.assets.signify.com/is/content/Signify/fp929002026192-pss-global | ADAM-dfbce02eed9d42ddb5d6aa54007904d3 | https://www.assets.signify.com/is/image/PhilipsLighting/1d4447e3d2454c8ca4c2aa5400790610 | [8 empty] | ADAM-7ba6cc7a9835472cb112aa54007900d9 | https://www.docs.signify.com/assets/ies/led+bulb+a60+e27+clear-ies.ies | [8 empty] | ADAM-1266ed9df3444e16a51dadad00b6d64f | https://www.assets.signify.com/is/content/Signify/5aae3ac4718943c19822adad00b6d75b | ADAM-8c15f30c1dab42f88e1cad7f00e3bbc4 | https://www.assets.signify.com/is/content/Signify/fp929002026192-gis-global | [12 empty] | D | 1521 lumen |  | 827 ¦ CCT of 2700K | 80 | 2700 K | 10.5 W | 144 lm/W | 50 to 60 Hz |  | 1521 lumen | 15000 hour(s) | 10.5 W | 0.52 |  | 20000 |  | 0.5 s | 100 W | https://www.lighting.philips.com/link/929002026192_EU/prd/aa/en
FP-929002026292 | CorePro LEDBulbND10.5-100W E27A60 840CLG | 929002026292 | 2020-12-16 00:00:00 |  |  |  |  | A60 ¦ A 60mm | E27 ¦ E27 | 4000 K | Cool White (CW) | 90 mA | <lt/>6 | 60 mm | No | 11 kWh | 70 % |  |  | 104 mm | 0.5 s | [12 empty] | Yes | [63 empty] | ADAM-a82c0d4404764ad99111aceb011b00ef | https://www.assets.signify.com/is/image/Signify/6d622e363af04399afd0aceb011b021f | ADAM-ee733e2fcfa34b43bb66ad78006389d4 | https://www.assets.signify.com/is/content/Signify/fp929002026292-pss-global | ADAM-dfbce02eed9d42ddb5d6aa54007904d3 | https://www.assets.signify.com/is/image/PhilipsLighting/1d4447e3d2454c8ca4c2aa5400790610 | [8 empty] | ADAM-1122ccbeaeca450ca324aa7e00ee138d | https://www.docs.signify.com/assets/ies/cla+ledbulb+nd+e27_-ies.ies | [8 empty] | ADAM-2e9b0a689d594c6183c7adad00b72a9a | https://www.assets.signify.com/is/content/Signify/cc510ca48c654f659c1aadad00b72b77 | ADAM-06aea56c039545ba94f8ad7f00e60836 | https://www.assets.signify.com/is/content/Signify/fp929002026292-gis-global | [12 empty] | D | 1521 lumen |  | 840 ¦ CCT of 4000K | 80 | 4000 K | 10.5 W | 144 lm/W | 50 to 60 Hz |  | 1521 lumen | 15000 hour(s) | 10.5 W | 0.52 |  | 20000 |  | 0.5 s | 100 W | https://www.lighting.philips.com/link/929002026292_EU/prd/aa/en
FP-929002028092 | CorePro LEDCandle ND6.5-60W B35E14827CLG | 929002028092 | 2020-12-16 00:00:00 |  |  |  |  | B35 ¦ B 35mm | E14 ¦ E14 | 2700 K | Warm White (WW) | 50 mA | <lt/>6 | 35 mm | No | 7 kWh | 70 % |  |  | 97 mm | 0.5 s | [12 empty] | Yes | [63 empty] | ADAM-a43ae635ed1145cca497aa7100eca8f5 | https://www.assets.signify.com/is/image/PhilipsLighting/cc94b18b3c0f46bfba29aa7100ecaa5f | ADAM-3e62c1256187451281b1ad78006695b3 | https://www.assets.signify.com/is/content/Signify/fp929002028092-pss-global | ADAM-f8799f5a468f435aa179aa7100ec6467 | https://www.assets.signify.com/is/image/PhilipsLighting/c1ad7a9faf2747d2b76daa7100ec66f0 | [8 empty] | ADAM-4b0ee5cff97a4a3a8f62aa7100ec8daa | https://www.docs.signify.com/assets/ies/ledcandle_e14_b35_827_cl-ies.ies | [8 empty] | ADAM-c18c33ccabd54bd2ab8eadad00b8e0e1 | https://www.assets.signify.com/is/content/Signify/7983d9f082d14e9f806fadad00b8e3f2 | ADAM-c7fbf177787c4ad09a71ad7f00e95598 | https://www.assets.signify.com/is/content/Signify/fp929002028092-gis-global | [12 empty] | E | 806 lumen |  | 827 ¦ CCT of 2700K | 80 | 2700 K | 6.5 W | 124.00 lm/W | 50 to 60 Hz |  | 806 lumen | 15000 hour(s) | 6.5 W | 0.55 |  | 20000 |  | 0.5 s | 60 W | https://www.lighting.philips.com/link/929002028092_EU/prd/aa/en
FP-929002028192 | CorePro LEDCandleND6.5-60W B35 E14840CLG | 929002028192 | 2020-12-16 00:00:00 |  |  |  |  | B35 ¦ B 35mm | E14 ¦ E14 | 4000 K | Cool White (CW) | 50 mA | <lt/>6 | 35 mm | No | 7 kWh | 70 % |  |  | 97 mm | 0.5 s | [12 empty] | Yes | [63 empty] | ADAM-a43ae635ed1145cca497aa7100eca8f5 | https://www.assets.signify.com/is/image/PhilipsLighting/cc94b18b3c0f46bfba29aa7100ecaa5f | ADAM-809351b4304f4055be6ead7800651e1e | https://www.assets.signify.com/is/content/Signify/fp929002028192-pss-global | ADAM-f8799f5a468f435aa179aa7100ec6467 | https://www.assets.signify.com/is/image/PhilipsLighting/c1ad7a9faf2747d2b76daa7100ec66f0 | [8 empty] | ADAM-7741f2ae778145318b5faa7100ec8f24 | https://www.docs.signify.com/assets/ies/ledcandle_e14_b35_840_cl-ies.ies | [8 empty] | ADAM-e9db6d0c84784042aa52adad00bd2973 | https://www.assets.signify.com/is/content/Signify/2e562463a28048bfab0fadad00bd2a83 | ADAM-7a20c316244e4d038365ad7f00e6a6c2 | https://www.assets.signify.com/is/content/Signify/fp929002028192-gis-global | [12 empty] | E | 806 lumen |  | 840 ¦ CCT of 4000K | 80 | 4000 K | 6.5 W | 124.00 lm/W | 50 to 60 Hz |  | 806 lumen | 15000 hour(s) | 6.5 W | 0.55 |  | 20000 |  | 0.5 s | 60 W | https://www.lighting.philips.com/link/929002028192_EU/prd/aa/en
FP-929002028292 | CorePro LEDCandleND6.5-60W B35 E14827FRG | 929002028292 | 2020-12-16 00:00:00 |  |  |  |  | B35 ¦ B 35mm | E14 ¦ E14 | 2700 K | Warm White (WW) | 50 mA | <lt/>6 | 35 mm | No | 7 kWh | 70 % |  |  | 97 mm | 0.5 s | [12 empty] | Yes | [63 empty] | ADAM-20170622115323343 | https://www.assets.signify.com/is/image/PhilipsLighting/5f17697c2c3845b1a307a79a00a29cc2 | ADAM-061cf754ce9c431bb142ad780063ea79 | https://www.assets.signify.com/is/content/Signify/fp929002028292-pss-global | ADAM-712057 | https://www.assets.signify.com/is/image/PhilipsLighting/201acbcaceb54170bb1fa5020019d893 | [8 empty] | ADAM-119857877bee4d828110aa7100ec9576 | https://www.docs.signify.com/assets/ies/ledcandle_e14_b35_827_fr-ies.ies | [8 empty] | ADAM-c5bcfa36e2d2435aa885adad00bd7772 | https://www.assets.signify.com/is/content/Signify/3b800991c892430b8658adad00bd7895 | ADAM-4228331a34c54e3e8134ad7f00e3cf88 | https://www.assets.signify.com/is/content/Signify/fp929002028292-gis-global | [12 empty] | E | 806 lumen |  | 827 ¦ CCT of 2700K | 80 | 2700 K | 6.5 W | 124.00 lm/W | 50 to 60 Hz |  | 806 lumen | 15000 hour(s) | 6.5 W | 0.55 |  | 20000 |  | 0.5 s | 60 W | https://www.lighting.philips.com/link/929002028292_EU/prd/aa/en
FP-929002028392 | CorePro LEDCandleND6.5-60WB35 E14 840FRG | 929002028392 | 2020-12-16 00:00:00 |  |  |  |  | B35 ¦ B 35mm | E14 ¦ E14 | 4000 K | Cool White (CW) | 50 mA | <lt/>6 | 35 mm | No | 7 kWh | 70 % |  |  | 97 mm | 0.5 s | [12 empty] | Yes | [63 empty] | ADAM-20170622115323343 | https://www.assets.signify.com/is/image/PhilipsLighting/5f17697c2c3845b1a307a79a00a29cc2 | ADAM-8c305a42620f423a8906ad780064f2be | https://www.assets.signify.com/is/content/Signify/fp929002028392-pss-global | ADAM-712057 | https://www.assets.signify.com/is/image/PhilipsLighting/201acbcaceb54170bb1fa5020019d893 | [8 empty] | ADAM-aa14857091f542f38322aa7100ec979a | https://www.docs.signify.com/assets/ies/ledcandle_e14_b35_840_fr-ies.ies | [8 empty] | ADAM-2739458cbac44440bae1adad00b92b41 | https://www.assets.signify.com/is/content/Signify/cc0de98b104348a595f6adad00b92c3e | ADAM-16e0d61c3f754e7bad9dad7f00e64f32 | https://www.assets.signify.com/is/content/Signify/fp929002028392-gis-global | [12 empty] | E | 806 lumen |  | 840 ¦ CCT of 4000K | 80 | 4000 K | 6.5 W | 124.00 lm/W | 50 to 60 Hz |  | 806 lumen | 15000 hour(s) | 6.5 W | 0.55 |  | 20000 |  | 0.5 s | 60 W | https://www.lighting.philips.com/link/929002028392_EU/prd/aa/en
FP-929002028592 | CorePro LEDLusterND6.5-60W P45 E14827CLG | 929002028592 | 2020-12-16 00:00:00 |  |  |  |  | P45 ¦ P 45mm | E14 ¦ E14 | 2700 K | Warm White (WW) | 50 mA | <lt/>6 | 45 mm | No | 7 kWh | 70 % |  |  | 80 mm | 0.5 s | [12 empty] | Yes | [63 empty] | ADAM-0a4b4840bf3a45b18c41aa7100ecac0c | https://www.assets.signify.com/is/image/PhilipsLighting/0e620279c1f34855b513aa7100ecacd0 | ADAM-c20460dc0ddb4fb2b545ad780065b458 | https://www.assets.signify.com/is/content/Signify/fp929002028592-pss-global | ADAM-60e0a5bbd0384a7daa96aa7100ec68f9 | https://www.assets.signify.com/is/image/PhilipsLighting/92fe9e6fcd9747dd8f8eaa7100ec69ec | [8 empty] | ADAM-33435291b8a045709c69aa7100ec90fe | https://www.docs.signify.com/assets/ies/ledluster_e14_p45_827_cl-ies.ies | [8 empty] | ADAM-bbbe0002d9484d7cb3beadad00be3735 | https://www.assets.signify.com/is/content/Signify/aa7056710dfc4cee8ffbadad00be38d6 | ADAM-0e62503053dc44179106ad7f00e39ad3 | https://www.assets.signify.com/is/content/Signify/fp929002028592-gis-global | [12 empty] | E | 806 lumen |  | 827 ¦ CCT of 2700K | 80 | 2700 K | 6.5 W | 124.00 lm/W | 50 to 60 Hz |  | 806 lumen | 15000 hour(s) | 6.5 W | 0.55 |  | 20000 |  | 0.5 s | 60 W | https://www.lighting.philips.com/link/929002028592_EU/prd/aa/en
FP-929002028692 | CorePro LEDLusterND6.5-60W P45 E14840CLG | 929002028692 | 2020-12-16 00:00:00 |  |  |  |  | P45 ¦ P 45mm | E14 ¦ E14 | 4000 K | Cool White (CW) | 50 mA | <lt/>6 | 45 mm | No | 7 kWh | 70 % |  |  | 80 mm | 0.5 s | [12 empty] | Yes | [63 empty] | ADAM-0a4b4840bf3a45b18c41aa7100ecac0c | https://www.assets.signify.com/is/image/PhilipsLighting/0e620279c1f34855b513aa7100ecacd0 | ADAM-287a611bdc15447db590ad78006898f2 | https://www.assets.signify.com/is/content/Signify/fp929002028692-pss-global | ADAM-60e0a5bbd0384a7daa96aa7100ec68f9 | https://www.assets.signify.com/is/image/PhilipsLighting/92fe9e6fcd9747dd8f8eaa7100ec69ec | [8 empty] | ADAM-4be1a1a1405341d8ac56aa7100ec92e5 | https://www.docs.signify.com/assets/ies/ledluster_e14_p45_840_cl-ies.ies | [8 empty] | ADAM-0e22047647724601a320adad00bea7db | https://www.assets.signify.com/is/content/Signify/9a4d3dc7c8bc4b1a952dadad00beab19 | ADAM-4eeb94611b1e448f8df4ad7f00e4998a | https://www.assets.signify.com/is/content/Signify/fp929002028692-gis-global | [12 empty] | E | 806 lumen |  | 840 ¦ CCT of 4000K | 80 | 4000 K | 6.5 W | 124.00 lm/W | 50 to 60 Hz |  | 806 lumen | 15000 hour(s) | 6.5 W | 0.55 |  | 20000 |  | 0.5 s | 60 W | https://www.lighting.philips.com/link/929002028692_EU/prd/aa/en
FP-929002028792 | CorePro LEDLusterND6.5-60W P45 E14827FRG | 929002028792 | 2020-12-16 00:00:00 |  |  |  |  | P45 ¦ P 45mm | E14 ¦ E14 | 2700 K | Warm White (WW) | 50 mA | <lt/>6 | 45 mm | No | 7 kWh | 70 % |  |  | 80 mm | 0.5 s | [12 empty] | Yes | [63 empty] | ADAM-20170622115324072 | https://www.assets.signify.com/is/image/PhilipsLighting/7970bdc39c084d8fb369a79a00a29f36 | ADAM-149b088d30e943df98c5ad7800676d9f | https://www.assets.signify.com/is/content/Signify/fp929002028792-pss-global | ADAM-20170628091717301 | https://www.assets.signify.com/is/image/PhilipsLighting/03fa1cc6a5cc464a888ba7a00077a174 | [8 empty] | ADAM-81a9960c63f74807b61aaa7100ec9a50 | https://www.docs.signify.com/assets/ies/ledluster_e14_p45_827_fr-ies.ies | [8 empty] | ADAM-01bf0963524743a79debadad00befa53 | https://www.assets.signify.com/is/content/Signify/f889a072093d477f935badad00befbea | ADAM-d068e63a6d6b4092a8d0ad7f00e2b54f | https://www.assets.signify.com/is/content/Signify/fp929002028792-gis-global | [12 empty] | E | 806 lumen |  | 827 ¦ CCT of 2700K | 80 | 2700 K | 6.5 W | 124.00 lm/W | 50 to 60 Hz |  | 806 lumen | 15000 hour(s) | 6.5 W | 0.55 |  | 20000 |  | 0.5 s | 60 W | https://www.lighting.philips.com/link/929002028792_EU/prd/aa/en
FP-929002028892 | CorePro LEDLusterND6.5-60W P45 E14840FRG | 929002028892 | 2020-12-16 00:00:00 |  |  |  |  | P45 ¦ P 45mm | E14 ¦ E14 | 4000 K | Cool White (CW) | 50 mA | <lt/>6 | 45 mm | No | 7 kWh | 70 % |  |  | 80 mm | 0.5 s | [12 empty] | Yes | [63 empty] | ADAM-20170622115324072 | https://www.assets.signify.com/is/image/PhilipsLighting/7970bdc39c084d8fb369a79a00a29f36 | ADAM-048c1db01d8a4a40ab25ad780066311f | https://www.assets.signify.com/is/content/Signify/fp929002028892-pss-global | ADAM-20170628091717301 | https://www.assets.signify.com/is/image/PhilipsLighting/03fa1cc6a5cc464a888ba7a00077a174 | [8 empty] | ADAM-111b2672c5d24b88b63caa7100ec9bb4 | https://www.docs.signify.com/assets/ies/ledluster_e14_p45_840_fr-ies.ies | [8 empty] | ADAM-be3938cac9b64bf3a197adad00bf5147 | https://www.assets.signify.com/is/content/Signify/04413756d2764b7f889eadad00bf52c3 | ADAM-11326c5371fe43cc981aad7f00e82627 | https://www.assets.signify.com/is/content/Signify/fp929002028892-gis-global | [12 empty] | E | 806 lumen |  | 840 ¦ CCT of 4000K | 80 | 4000 K | 6.5 W | 124.00 lm/W | 50 to 60 Hz |  | 806 lumen | 15000 hour(s) | 6.5 W | 0.55 |  | 20000 |  | 0.5 s | 60 W | https://www.lighting.philips.com/link/929002028892_EU/prd/aa/en
FP-929002029092 | CorePro LEDLusterND6.5-60W P45 E27827CLG | 929002029092 | 2020-12-16 00:00:00 |  |  |  |  | P45 ¦ P 45mm | E27 ¦ E27 | 2700 K | Warm White (WW) | 50 mA | <lt/>6 | 45 mm | No | 7 kWh | 70 % |  |  | 78 mm | 0.5 s | [12 empty] | Yes | [63 empty] | ADAM-249501ce0fe84adabef8aa7100ecaec0 | https://www.assets.signify.com/is/image/PhilipsLighting/1eaa4b389e914e7fbc11aa7100ecb004 | ADAM-6eefa4fb0e2446e59221ad780065bb92 | https://www.assets.signify.com/is/content/Signify/fp929002029092-pss-global | ADAM-2b6e06862cdb485497bcaa7100ec6b8d | https://www.assets.signify.com/is/image/PhilipsLighting/20fb148c499f4b6b834daa7100ec6c6a | [8 empty] | ADAM-53e2c800b9bb44849c56aa7100ec9425 | https://www.docs.signify.com/assets/ies/ledluster_e27_p45_827_cl-ies.ies | [8 empty] | ADAM-ca56589927234e19b5cdadad00b9d96d | https://www.assets.signify.com/is/content/Signify/fea4483ae42344c483f4adad00b9dbc0 | ADAM-916b376b650b44f68c14ad7f00e9175c | https://www.assets.signify.com/is/content/Signify/fp929002029092-gis-global | [12 empty] | E | 806 lumen |  | 827 ¦ CCT of 2700K | 80 | 2700 K | 6.5 W | 124.00 lm/W | 50 to 60 Hz |  | 806 lumen | 15000 hour(s) | 6.5 W | 0.55 |  | 20000 |  | 0.5 s | 60 W | https://www.lighting.philips.com/link/929002029092_EU/prd/aa/en
FP-929002029292 | CorePro LEDLusterND6.5-60W P45 E27827FRG | 929002029292 | 2020-12-16 00:00:00 |  |  |  |  | P45 ¦ P 45mm | E27 ¦ E27 | 2700 K | Warm White (WW) | 50 mA | <lt/>6 | 45 mm | No | 7 kWh | 70 % |  |  | 78 mm | 0.5 s | [12 empty] | Yes | [63 empty] | ADAM-20170622115324870 | https://www.assets.signify.com/is/image/PhilipsLighting/1c652c03d8f74352aa73a79a00a2a197 | ADAM-3b0b8b4fb38e45dd9439ad78006686f8 | https://www.assets.signify.com/is/content/Signify/fp929002029292-pss-global | ADAM-20170628091717913 | https://www.assets.signify.com/is/image/PhilipsLighting/066fce58afc04d91aaf6a7a00077a333 | [8 empty] | ADAM-d712863726394b9c98d4aa7100ec9f36 | https://www.docs.signify.com/assets/ies/ledluster_e27_p45_827_fr-ies.ies | [8 empty] | ADAM-d23813fb795a4b31bc69adad00ba292f | https://www.assets.signify.com/is/content/Signify/d21d7cf7c4324477a4dfadad00ba2a2d | ADAM-7836f218db7744d7bdcaad7f00e915b7 | https://www.assets.signify.com/is/content/Signify/fp929002029292-gis-global | [12 empty] | E | 806 lumen |  | 827 ¦ CCT of 2700K | 80 | 2700 K | 6.5 W | 124.00 lm/W | 50 to 60 Hz |  | 806 lumen | 15000 hour(s) | 6.5 W | 0.55 |  | 20000 |  | 0.5 s | 60 W | https://www.lighting.philips.com/link/929002029292_EU/prd/aa/en
FP-929002029392 | CorePro LEDLusterND6.5-60W P45 E27840FRG | 929002029392 | 2020-12-16 00:00:00 |  |  |  |  | P45 ¦ P 45mm | E27 ¦ E27 | 4000 K | Cool White (CW) | 50 mA | <lt/>6 | 45 mm | No | 7 kWh | 70 % |  |  | 78 mm | 0.5 s | [12 empty] | Yes | [63 empty] | ADAM-20170622115324870 | https://www.assets.signify.com/is/image/PhilipsLighting/1c652c03d8f74352aa73a79a00a2a197 | ADAM-51496758c394452c9ef1ad780062b792 | https://www.assets.signify.com/is/content/Signify/fp929002029392-pss-global | ADAM-20170628091717913 | https://www.assets.signify.com/is/image/PhilipsLighting/066fce58afc04d91aaf6a7a00077a333 | [8 empty] | ADAM-c06ea783b285424faf5faa7100eca094 | https://www.docs.signify.com/assets/ies/ledluster_e27_p45_840_fr-ies.ies | [8 empty] | ADAM-2b90d41ad99a4b67b1eeadad00ba7184 | https://www.assets.signify.com/is/content/Signify/3df5a24b7bfc418482f3adad00ba729d | ADAM-89c91bc8961a4ec39796ad7f00e6b55e | https://www.assets.signify.com/is/content/Signify/fp929002029392-gis-global | [12 empty] | E | 806 lumen |  | 840 ¦ CCT of 4000K | 80 | 4000 K | 6.5 W | 124.00 lm/W | 50 to 60 Hz |  | 806 lumen | 15000 hour(s) | 6.5 W | 0.55 |  | 20000 |  | 0.5 s | 60 W | https://www.lighting.philips.com/link/929002029392_EU/prd/aa/en
FP-929002055092 | CorePro LEDBulbND17-150W E27 A67 827 CLG | 929002055092 | 2020-12-16 00:00:00 |  |  |  |  | A67 ¦ A 67mm | E27 ¦ E27 | 2700 K | Warm White (WW) | 140 mA | <lt/>6 | 70 mm | No | 17 kWh | 70 % |  |  | 121 mm | 0.5 s | [12 empty] | Yes | [63 empty] | ADAM-8c67981bcbd24784be70aa7100ecb163 | https://www.assets.signify.com/is/image/PhilipsLighting/237bc9b6e67945039e73aa7100ecb262 | ADAM-ff40893693e24b5b98c7ad7800692601 | https://www.assets.signify.com/is/content/Signify/fp929002055092-pss-global | ADAM-852e1c88119b456783d7aa7100ec6dd3 | https://www.assets.signify.com/is/image/PhilipsLighting/e079617335e9458dbe45aa7100ec6ede | [8 empty] | ADAM-806e0b9851a64427baedaa7100eca1e0 | https://www.docs.signify.com/assets/ies/ledbulb_e27_a67_827_cl-ies.ies | [8 empty] | ADAM-88f22cc6255440528676adad00cd8b67 | https://www.assets.signify.com/is/content/Signify/475a43b5b4b4478db5f6adad00cd8cbd | ADAM-aff05c02c8314765a7f0ad7f00e54f08 | https://www.assets.signify.com/is/content/Signify/fp929002055092-gis-global | [12 empty] | D | 2452 lumen |  | 827 ¦ CCT of 2700K | 80 | 2700 K | 17 W | 144.00 lm/W | 50 to 60 Hz |  | 2452 lumen | 15000 hour(s) | 17 W | 0.51 |  | 20000 |  | 0.5 s | 150 W | https://www.lighting.philips.com/link/929002055092_EU/prd/aa/en
FP-929002055102 | CorePro LEDcapsule ND 4.8-60W G9 827 | 929002055102 | 2018-10-25 00:00:00 |  |  |  |  | Capsule | G9 ¦ G9 | 2700 K | Warm White (WW) | 44 mA | <lt/>6 | 19 mm | No | 5 kWh | 70 % |  |  | 60 mm | 0.5 s | No | [11 empty] | Yes | [63 empty] | ADAM-7c29146501e4494891b5aa7a00580e3f | https://www.assets.signify.com/is/image/Signify/1a540e648ce64317b705aa7a00580f85 | ADAM-9762eb0c3f1740cbbe12aa7e006016a5 | https://www.assets.signify.com/is/content/PhilipsLighting/fp929002055102-pss-global | ADAM-e3359d3accee43c8b9a5aa7a0057f990 | https://www.assets.signify.com/is/image/Signify/1b7531d972bb4b59830eaa7a0057fce1 | [8 empty] | ADAM-a25680a03646463b9735aa7a0058002b | https://www.docs.signify.com/assets/ies/ledcapsule+nd+4%2c8-60w+g9-ies.ies | [8 empty] | ADAM-08ad64dc8c53485d9438adad0188dc31 | https://www.assets.signify.com/is/content/Signify/cc5fc751924f462d86e2adad0188dcff | ADAM-4114c7515a7743e899e2aa7d00baa08e | https://www.assets.signify.com/is/content/PhilipsLighting/fp929002055102-gis-global | [12 empty] | E | 570 lumen |  | 827 ¦ CCT of 2700K | 80 | 2700 K | 4.8 W | 118.00 lm/W | 50 to 60 Hz |  | 570 lumen | 15000 hour(s) | 4.8 W | 0.4 |  | 50000 |  | 0.5 s | 60 W | https://www.lighting.philips.com/link/929002055102_EU/prd/aa/en
FP-929002058731 | LED Sensor 60W A60 E27 WW FR ND 1SRT4 | 929002058731 | 2020-05-14 19:20:23 | [13 empty] | 70 % | [104 empty] | ADAM-d06ddbfedb97465294abadad0185471b | https://www.assets.signify.com/is/content/Signify/2c449e337b584583bb48adad018548ee | [14 empty] | F |  |  |  | 80 | [6 empty] | 15000 hour(s) |  |  | 15000 hour(s) | 50000 |  | instant full light s |  | https://www.lighting.philips.com/link/929002058731_EU/prd/aa/en
FP-929002059802 | CorePro LEDcapsule ND 4.8-60W G9 830 | 929002059802 | 2018-10-25 00:00:00 |  |  |  |  | Capsule | G9 ¦ G9 | 3000 K | White (WH) | 44 mA | <lt/>6 | 19 mm | No | 5 kWh | 70 % |  |  | 60 mm | 0.5 s | No | [11 empty] | Yes | [63 empty] | ADAM-7c29146501e4494891b5aa7a00580e3f | https://www.assets.signify.com/is/image/Signify/1a540e648ce64317b705aa7a00580f85 | ADAM-3729b66b1ccb4570a9a0aa7e006023e4 | https://www.assets.signify.com/is/content/PhilipsLighting/fp929002059802-pss-global | ADAM-e3359d3accee43c8b9a5aa7a0057f990 | https://www.assets.signify.com/is/image/Signify/1b7531d972bb4b59830eaa7a0057fce1 | [8 empty] | ADAM-1d1128b2f570440392b4aa7a005816ea | https://www.docs.signify.com/assets/ies/ledcapsule+nd+4%2c8-60w+g9+830-ies.ies | [8 empty] | ADAM-8e58831013a04bc68194adae0003c9b3 | https://www.assets.signify.com/is/content/Signify/998a6475b22d42bd886dadae0003cadb | ADAM-b3387548be354a57931daa7d00becd13 | https://www.assets.signify.com/is/content/PhilipsLighting/fp929002059802-gis-global | [12 empty] | E | 570 lumen |  | 830 ¦ CCT of 3000K | 80 | 3000 K | 4.8 W | 118.00 lm/W | 50 to 60 Hz |  | 570 lumen | 15000 hour(s) | 4.8 W | 0.4 |  | 50000 |  | 0.5 s | 60 W | https://www.lighting.philips.com/link/929002059802_EU/prd/aa/en
FP-929002062231 | PILA LED 120W A67 E27 WW FR ND 1CT/6 | 929002062231 | 2019-05-21 00:00:00 |  |  |  | 150 degree(s) | A67 ¦ A 67mm | E27 ¦ E27 | 2700 K | Warm White (WW) | 120 mA | <lt/>6 | 68 mm | No | 15 kWh | 70 % |  |  | 128 mm | 0.4 s | [76 empty] | ADAM-3f280e63c6df41f6baa9ad6d010cb3c2 | https://www.assets.signify.com/is/image/Signify/0bad88b0b8da47dbaa91ad6d010cb4d0 | ADAM-3a7eb92ca4ab4772a231ad73009523ab | https://www.assets.signify.com/is/content/Signify/fp929002062231-pss-global | [20 empty] | ADAM-6440b0d8b4944f298c61adad00ea3c00 | https://www.assets.signify.com/is/content/Signify/49ccb074174a43ed874dadad00ea3d7d | ADAM-ec76cdd1bb9b4647bbb4ad7300900a0c | https://www.assets.signify.com/is/content/Signify/fp929002062231-gis-global | [12 empty] | E | 1900 lumen |  | 827 ¦ CCT of 2700K | 80 | 2700 K | 15 W | 126.00 lm/W | 50 to 60 Hz |  | 1900 lumen | 15000 hour(s) | 15 W | 0.54 |  | 30000 |  | 0.4 s | 120 W | https://www.lighting.philips.com/link/929002062231_EU/prd/aa/en
FP-929002065602 | CorePro LEDspot 3-35W GU10 840 36D DIM | 929002065602 | 2020-09-11 00:00:00 |  |  |  | 36 degree(s) | PAR16 ¦ PAR 2 inch/50mm | GU10 ¦ GU10 | 4000 K | Cool White (CW) | 18 mA | <lt/>6 | 50 mm | Only with specific dimmers | 3 kWh | 70 % | 240 lumen | 500 cd | 54 mm | 0.5 s | Yes | [11 empty] | Yes | [63 empty] | ADAM-0cb521bfd69f4d4494ecaa5500ad2f2b | https://www.assets.signify.com/is/image/PhilipsLighting/b609e78f0d4a43e88f33aa5500ad3181 | ADAM-ef728ba6a25746c1ab43ad780066256f | https://www.assets.signify.com/is/content/Signify/fp929002065602-pss-global | ADAM-20160303143655912 | https://www.assets.signify.com/is/image/PhilipsLighting/71b7c56fd7c243b49af2a5be00ded0c6 | [8 empty] | ADAM-0127c692ff794e15990dad5e010ef204 | https://www.docs.signify.com/assets/ies/ledspots_corepro_slr_3w_par16_gu10_840_36d-ies.ies | [8 empty] | ADAM-f6b0cf68105a4356b55dadad0186065d | https://www.assets.signify.com/is/content/Signify/692b974de192428d9fa3adad01860aaf | ADAM-9707dbc13e3c4f84af24ad7f00e8ffaa | https://www.assets.signify.com/is/content/Signify/fp929002065602-gis-global |  |  |  |  | ADAM-71ba9b53b8f74ff8b134af18008823cc | https://www.assets.signify.com/is/content/Signify/981a4831942946e8bc14af1800882a0d | ADAM-13124142235548afbeb0af32007fd494 | https://www.assets.signify.com/is/content/Signify/97398daa33e24390871baf32007fdeac |  |  |  |  | F | 240 lumen |  | 840 ¦ CCT of 4000K | 80 | 4000 K | 3 W | 80.00 lm/W | 50 to 60 Hz |  | 240 lumen | 15000 hour(s) | 3 W | 0.8 |  | 50000 |  | 0.5 s | 35 W | https://www.lighting.philips.com/link/929002065602_EU/prd/aa/en
FP-929002065802 | CorePro LEDspot 4-50W GU10 840 36D DIM | 929002065802 | 2021-01-20 00:00:00 |  |  |  | 36 degree(s) | PAR16 ¦ PAR 2 inch/50mm | GU10 ¦ GU10 | 4000 K | Cool White (CW) | 23 mA | <lt/>6 | 50 mm | Only with specific dimmers | 4 kWh | 70 % | 350 lumen | 700 cd | 54 mm | 0.5 s | Yes | [11 empty] | Yes | [63 empty] | ADAM-20170315031937010 | https://www.assets.signify.com/is/image/PhilipsLighting/c35e79e89e104b56bfe4a73500bd62ab | ADAM-f6dc996f66944a1da9b5ad60009425cf | https://www.assets.signify.com/is/content/Signify/fp929002065802-pss-global | ADAM-20160303143655912 | https://www.assets.signify.com/is/image/PhilipsLighting/71b7c56fd7c243b49af2a5be00ded0c6 | [8 empty] | ADAM-a2bc496e2a70468a878bad5e010ef3af | https://www.docs.signify.com/assets/ies/ledspots_corepro_slr_4w_par16_gu10_840_36d-ies.ies | [8 empty] | ADAM-90df80a51ecf42f7a241adad0186b0b5 | https://www.assets.signify.com/is/content/Signify/2c65a0e43bce482a93e7adad0186b1a0 | ADAM-d9cbb6e41e044e48a6dcad6000923e51 | https://www.assets.signify.com/is/content/Signify/fp929002065802-gis-global |  |  |  |  | ADAM-71ba9b53b8f74ff8b134af18008823cc | https://www.assets.signify.com/is/content/Signify/981a4831942946e8bc14af1800882a0d | ADAM-13124142235548afbeb0af32007fd494 | https://www.assets.signify.com/is/content/Signify/97398daa33e24390871baf32007fdeac |  |  |  |  | F | 350 lumen |  | 840 ¦ CCT of 4000K | 80 | 4000 K | 4 W | 87.00 lm/W | 50 to 60 Hz |  | 350 lumen | 15000 hour(s) | 4 W | 0.84 |  | 50000 |  | 0.5 s | 50 W | https://www.lighting.philips.com/link/929002065802_EU/prd/aa/en
FP-929002066002 | MAS LED spot VLE D 6.2-80W GU10 940 36D | 929002066002 | 2018-12-12 00:00:00 |  |  |  | 36 degree(s) | PAR16 ¦ PAR 2 inch/50mm | GU10 ¦ GU10 | 4000 K | Cool White (CW) | 33 mA | <lt/>6 | 50 mm | Only with specific dimmers | 7 kWh | 70 % | 575 lumen | 850 cd | 54 mm | 0.5 s | Yes | [75 empty] | ADAM-0cb521bfd69f4d4494ecaa5500ad2f2b | https://www.assets.signify.com/is/image/PhilipsLighting/b609e78f0d4a43e88f33aa5500ad3181 | ADAM-4928dde449bb433a8388aa5700d43212 | https://www.assets.signify.com/is/content/PhilipsLighting/fp929002066002-pss-global | ADAM-20160303143655912 | https://www.assets.signify.com/is/image/PhilipsLighting/71b7c56fd7c243b49af2a5be00ded0c6 | [8 empty] | ADAM-6d9fc1a78f384ef797feaa5500ad92e6 | https://www.docs.signify.com/assets/ies/ledspots_gu10_7_5-80w_680lm_36d_4000k_gu10_15khrs-ies.ies | [8 empty] | ADAM-4a32508a87fc4f5bbaa2adad01892f99 | https://www.assets.signify.com/is/content/Signify/c58436ba69484009ad0dadad018932a4 | ADAM-c0571ae38e4247c583bdaa7d00c35f7a | https://www.assets.signify.com/is/content/PhilipsLighting/fp929002066002-gis-global |  |  |  |  | ADAM-71ba9b53b8f74ff8b134af18008823cc | https://www.assets.signify.com/is/content/Signify/981a4831942946e8bc14af1800882a0d | ADAM-13124142235548afbeb0af32007fd494 | https://www.assets.signify.com/is/content/Signify/97398daa33e24390871baf32007fdeac |  |  |  |  | F | 575 lumen |  | 940 ¦ CCT of 4000K | 90 | 4000 K | 6.2 W | 92.00 lm/W | 50 to 60 Hz |  | 575 lumen | 25000 hour(s) | 6.2 W | 0.88 |  | 50000 |  | 0.5 s | 80 W | https://www.lighting.philips.com/link/929002066002_EU/prd/aa/en
FP-929002066402 | CorePro LED spot 2.3-20W 827 MR11 36D | 929002066402 | 2018-10-26 00:00:00 |  |  |  | 36 degree(s) | MR11 ¦ 1.375inch/35mm | GU4 ¦ GU4 | 2700 K | Warm White (WW) | 340 mA | <lt/>6 | 35.5 mm | No | 3 kWh | 70 % | 184 lumen | 400 cd | 39.5 mm | 0.5 s | Yes | [11 empty] | Yes | [63 empty] | ADAM-3f812c8f25fd466b9662aa6f00adb3eb | https://www.assets.signify.com/is/image/PhilipsLighting/902230a2016e45eda186aa6f00adb540 | ADAM-18fd280c18ea4ee6bbbcaa70012247ea | https://www.assets.signify.com/is/content/PhilipsLighting/fp929002066402-pss-global | ADAM-b1cd266c2a54410abc78aa6f00ce1be0 | https://www.assets.signify.com/is/image/PhilipsLighting/9c8ec2f1481449c1bd68aa6f00ce1bcf | [8 empty] | ADAM-cb109d5de20e4f618a81aa6f00adba99 | https://www.docs.signify.com/assets/ies/ledspot_classic_mr11_36d_2700k-ies.ies | [8 empty] | ADAM-96f038d2e71d4e89bc1fadab00e86965 | https://www.assets.signify.com/is/content/Signify/363d4e2a359b422fad77adab00e86e39 | ADAM-0f12fcb9bae44e739bfcaa7d00ba649f | https://www.assets.signify.com/is/content/PhilipsLighting/fp929002066402-gis-global |  |  |  |  | ADAM-d4b96b38c10f416987bcae2401096d0a | https://www.assets.signify.com/is/image/Signify/e6ff3cc785cd4b418b3dae2401096fe3 | [6 empty] | F | 184 lumen |  | 827 ¦ CCT of 2700K | 80 | 2700 K | 2.3 W | 80.00 lm/W | - Hz |  | 184 lumen | 25000 hour(s) | 2.3 W | 0.6 |  | 50000 |  | 0.5 s | 20 W | https://www.lighting.philips.com/link/929002066402_EU/prd/aa/en
FP-929002068202 | CorePro LEDspot 3-35W GU10 830 36D DIM | 929002068202 | 2020-09-11 00:00:00 |  |  |  | 36 degree(s) | PAR16 ¦ PAR 2 inch/50mm | GU10 ¦ GU10 | 3000 K | White (WH) | 18 mA | <lt/>6 | 50 mm | Only with specific dimmers | 3 kWh | 70 % | 230 lumen | 500 cd | 54 mm | 0.5 s | Yes | [11 empty] | Yes | [63 empty] | ADAM-0cb521bfd69f4d4494ecaa5500ad2f2b | https://www.assets.signify.com/is/image/PhilipsLighting/b609e78f0d4a43e88f33aa5500ad3181 | ADAM-3878cbabf8844afa932dad7800674bde | https://www.assets.signify.com/is/content/Signify/fp929002068202-pss-global | ADAM-20160303143655912 | https://www.assets.signify.com/is/image/PhilipsLighting/71b7c56fd7c243b49af2a5be00ded0c6 | [8 empty] | ADAM-fccd9f1f024c472dad5cad5e010ef15f | https://www.docs.signify.com/assets/ies/ledspots_corepro_slr_3w_par16_gu10_830_36d-ies.ies | [8 empty] | ADAM-204cacb5b3cd48389f4aadad0186a424 | https://www.assets.signify.com/is/content/Signify/b91436f5cb5746d8882badad0186a513 | ADAM-f557c987c4a3415d850bad7f00e5b72d | https://www.assets.signify.com/is/content/Signify/fp929002068202-gis-global |  |  |  |  | ADAM-71ba9b53b8f74ff8b134af18008823cc | https://www.assets.signify.com/is/content/Signify/981a4831942946e8bc14af1800882a0d | ADAM-13124142235548afbeb0af32007fd494 | https://www.assets.signify.com/is/content/Signify/97398daa33e24390871baf32007fdeac |  |  |  |  | F | 230 lumen |  | 830 ¦ CCT of 3000K | 80 | 3000 K | 3 W | 76 lm/W | 50 to 60 Hz |  | 230 lumen | 15000 hour(s) | 3 W | 0.8 |  | 50000 |  | 0.5 s | 35 W | https://www.lighting.philips.com/link/929002068202_EU/prd/aa/en
FP-929002068302 | CorePro LEDspot 4-50W GU10 830 36D DIM | 929002068302 | 2021-01-20 00:00:00 |  |  |  | 36 degree(s) | PAR16 ¦ PAR 2 inch/50mm | GU10 ¦ GU10 | 3000 K | White (WH) | 23 mA | <lt/>6 | 50 mm | Only with specific dimmers | 4 kWh | 70 % | 345 lumen | 700 cd | 54 mm | 0.5 s | Yes | [11 empty] | Yes | [63 empty] | ADAM-20170315031937010 | https://www.assets.signify.com/is/image/PhilipsLighting/c35e79e89e104b56bfe4a73500bd62ab | ADAM-1c07ee4627074b0d857aad6000948e30 | https://www.assets.signify.com/is/content/Signify/fp929002068302-pss-global | ADAM-20160303143655912 | https://www.assets.signify.com/is/image/PhilipsLighting/71b7c56fd7c243b49af2a5be00ded0c6 | [8 empty] | ADAM-1388b0c5186743dcbeb3ad5e010ef46a | https://www.docs.signify.com/assets/ies/ledspots_corepro_slr_4w_par16_gu10_830_36d-ies.ies | [8 empty] | ADAM-2caf298965104fd0a224adad0189c464 | https://www.assets.signify.com/is/content/Signify/0234def3ee0e4682964badad0189c570 | ADAM-24b90106a5a0482b97bead600092646a | https://www.assets.signify.com/is/content/Signify/fp929002068302-gis-global |  |  |  |  | ADAM-71ba9b53b8f74ff8b134af18008823cc | https://www.assets.signify.com/is/content/Signify/981a4831942946e8bc14af1800882a0d | ADAM-13124142235548afbeb0af32007fd494 | https://www.assets.signify.com/is/content/Signify/97398daa33e24390871baf32007fdeac |  |  |  |  | F | 345 lumen |  | 830 ¦ CCT of 3000K | 80 | 3000 K | 4 W | 86 lm/W | 50 to 60 Hz |  | 345 lumen | 15000 hour(s) | 4 W | 0.84 |  | 50000 |  | 0.5 s | 50 W | https://www.lighting.philips.com/link/929002068302_EU/prd/aa/en
FP-929002068402 | MAS LED spot VLE D 6.2-80W GU10 930 36D | 929002068402 | 2018-12-12 00:00:00 |  |  |  | 36 degree(s) | PAR16 ¦ PAR 2 inch/50mm | GU10 ¦ GU10 | 3000 K | White (WH) | 33 mA | <lt/>6 | 50 mm | Only with specific dimmers | 7 kWh | 70 % | 575 lumen | 850 cd | 54 mm | 0.5 s | Yes | [75 empty] | ADAM-0cb521bfd69f4d4494ecaa5500ad2f2b | https://www.assets.signify.com/is/image/PhilipsLighting/b609e78f0d4a43e88f33aa5500ad3181 | ADAM-fcf0bc0a965e4936af5caa5700d42eeb | https://www.assets.signify.com/is/content/PhilipsLighting/fp929002068402-pss-global | ADAM-20160303143655912 | https://www.assets.signify.com/is/image/PhilipsLighting/71b7c56fd7c243b49af2a5be00ded0c6 | [8 empty] | ADAM-433b25947db84c32bfacaa5500adf85a | https://www.docs.signify.com/assets/ies/ledspots_gu10_230v7_5w-80w650lm36d3000kdim15khrs-ies.ies | [8 empty] | ADAM-b157ae0fa135402ebde8adad018728b3 | https://www.assets.signify.com/is/content/Signify/8efc6adddd8f4f3095c9adad01872b53 | ADAM-2ec8eb1ad6ab498e8527aa7d00bcd3a2 | https://www.assets.signify.com/is/content/PhilipsLighting/fp929002068402-gis-global |  |  |  |  | ADAM-71ba9b53b8f74ff8b134af18008823cc | https://www.assets.signify.com/is/content/Signify/981a4831942946e8bc14af1800882a0d | ADAM-13124142235548afbeb0af32007fd494 | https://www.assets.signify.com/is/content/Signify/97398daa33e24390871baf32007fdeac |  |  |  |  | F | 575 lumen |  | 930 ¦ CCT of 3000K | 90 | 3000 K | 6.2 W | 92.00 lm/W | 50 to 60 Hz |  | 575 lumen | 25000 hour(s) | 6.2 W | 0.88 |  | 50000 |  | 0.5 s | 80 W | https://www.lighting.philips.com/link/929002068402_EU/prd/aa/en
FP-929002082982 | PILA DN020B G2 LED12/830 15W D150 RD EU | 929002082982 | 2019-09-16 00:00:00 |  |  | IP20 ¦ Finger-protected |  |  |  | 3000 K |  |  |  |  | No | [8 empty] | -20 to +40 °C | [8 empty] | Cable without plug 2-pole | CE mark | Flying leads/wires | No |  | 5 % | Yes | Power supply unit (On/Off) |  |  |  |  | Steel |  | For mounting on normally flammable surfaces |  | Temperature 650 °C, duration 30 s | Plastic | IP20 ¦ Finger-protected | (0.4339, 0.4033) 6 |  | 220 to 240 V | 9 A | 0.2 ms |  |  | No |  | +/-10% |  |  | IK03 ¦ 0.3 J | 15000 hour(s) |  |  |  | 1 unit |  |  | Polycarbonate | Matt optic decorative |  | Opal | Polycarbonate |  |  | 165 mm | 38 mm | [6 empty] | +/-10% | Safety class II |  |  | Not applicable |  |  |  |  | 1 years |  | ADAM-fdc260ce65ab45f3a802ab0200db5cde | https://www.assets.signify.com/is/image/PhilipsLighting/4b434fdaa52d44d8aa32ab0200db5cdc | [6 empty] | ADAM-78f0ba682a2c420fb725ad9e006b989e | https://www.assets.signify.com/is/content/Signify/87eab2034d704b578c27ad9e006b9b17 | [31 empty] | 1150 lumen | White |  | 80 | 3000 K | 15 W | 76.00 lm/W | 50 or 60 Hz |  | 1150 lumen |  | 15 W | 0.51 | [5 empty] | https://www.lighting.philips.com/link/929002082982_EU/prd/aa/en
FP-929002083582 | PILA DN020B G2 LED20/830 24W D200 RD EU | 929002083582 | 2019-09-16 00:00:00 |  |  | IP20 ¦ Finger-protected |  |  |  | 3000 K |  |  |  |  | No | [8 empty] | -20 to +40 °C | [8 empty] | Cable without plug 2-pole | CE mark | Flying leads/wires | No |  | 5 % | Yes | Power supply unit (On/Off) |  |  |  |  | Steel |  | For mounting on normally flammable surfaces |  | Temperature 650 °C, duration 30 s | Plastic | IP20 ¦ Finger-protected | (0.4339, 0.4033) 6 |  | 220 to 240 V | 12.5 A | 0.24 ms |  |  | No |  | +/-10% |  |  | IK03 ¦ 0.3 J | 15000 hour(s) |  |  |  | 1 unit |  |  | Polycarbonate | Matt optic decorative |  | Opal | Polycarbonate |  |  | 165 mm | 38 mm | [6 empty] | +/-10% | Safety class II |  |  | Not applicable |  |  |  |  | 1 years |  | ADAM-a53d51eb6e3c4c57b9aaab0200dd2f8d | https://www.assets.signify.com/is/image/PhilipsLighting/3beeb80e9c39462181b8ab0200dd2f8b | [6 empty] | ADAM-78f0ba682a2c420fb725ad9e006b989e | https://www.assets.signify.com/is/content/Signify/87eab2034d704b578c27ad9e006b9b17 | [31 empty] | 1900 lumen | White |  | 80 | 3000 K | 24 W | 79.00 lm/W | 50 or 60 Hz |  | 1900 lumen |  | 24 W | 0.51 | [5 empty] | https://www.lighting.philips.com/link/929002083582_EU/prd/aa/en
FP-929002093431 | PILA LED GU10 720lm 120D 4000K ND | 929002093431 | 2022-06-29 00:00:00 |  |  |  | 120 degree(s) | PAR16 ¦ PAR 2 inch/50mm | GU10 ¦ GU10 | 4000 K | Cool White (CW) | 56 mA | <lt/>6 | 50 mm | No | 7 kWh | 70 % |  |  | 58 mm | 0.4 s | No |  | -20 °C to 45 °C | [73 empty] | ADAM-b3342da186d84dbe8dc9ad6e006ecf99 | https://www.assets.signify.com/is/image/Signify/19767046359d47a5acb6ad6e006ed041 |  |  | ADAM-571a0449874a4e3aaa39ada40133230a | https://www.assets.signify.com/is/image/Signify/0ee79d87b847422f963aada401332ead | [8 empty] | ADAM-7bf550a45f964efa8b21ada401334789 | https://www.docs.signify.com/assets/ies/ledspots_rca_7%2c5w_par16_gu10_840_120d-ies.ies | [8 empty] | ADAM-deafd05deac04a938767af55009440f9 | https://www.assets.signify.com/is/content/Signify/a33752bde8884c7499d5af55009442a3 | [14 empty] | F | 720 lumen |  | 840 ¦ CCT of 4000K | 80 | 4000 K | 7 W | 102 lm/W | 50 to 60 Hz |  | 720 lumen | 15000 hour(s) | 7 W | 0.52 |  | 30000 |  | 0.4 s | 54 W | https://www.lighting.philips.com/link/929002093431_EU/prd/aa/en
FP-929002210002 | MAS LED spot VLE D 650lm GU10 930 120D | 929002210002 | 2018-12-13 00:00:00 |  |  |  | 120 degree(s) | PAR16 ¦ PAR 2 inch/50mm | GU10 ¦ GU10 | 3000 K | White (WH) | 33 mA | <lt/>6 | 50 mm | Only with specific dimmers | 7 kWh | 70 % |  | 200 cd | 54 mm | 0.5 s | No | [75 empty] | ADAM-0cb521bfd69f4d4494ecaa5500ad2f2b | https://www.assets.signify.com/is/image/PhilipsLighting/b609e78f0d4a43e88f33aa5500ad3181 | ADAM-bd4b686df44e4a1d90b4aa5a00fb6566 | https://www.assets.signify.com/is/content/PhilipsLighting/fp929002210002-pss-global | ADAM-20160303143655912 | https://www.assets.signify.com/is/image/PhilipsLighting/71b7c56fd7c243b49af2a5be00ded0c6 | [8 empty] | ADAM-9be8ac4981f5458fac68aa5500adbbd5 | https://www.docs.signify.com/assets/ies/ledspots_gu10_7_5-80w_650lm_120d_3000k_gu10_d-ies.ies | [8 empty] | ADAM-e07740b0d94649359ffeadab00c93eda | https://www.assets.signify.com/is/content/Signify/48788824d0144897bf3badab00c943e9 | ADAM-c930def4d8474997b6a2aa7d00bcafba | https://www.assets.signify.com/is/content/PhilipsLighting/fp929002210002-gis-global |  |  |  |  | ADAM-71ba9b53b8f74ff8b134af18008823cc | https://www.assets.signify.com/is/content/Signify/981a4831942946e8bc14af1800882a0d | ADAM-13124142235548afbeb0af32007fd494 | https://www.assets.signify.com/is/content/Signify/97398daa33e24390871baf32007fdeac |  |  |  |  | F | 650 lumen |  | 930 ¦ CCT of 3000K | 90 | 3000 K | 6.2 W | 104.00 lm/W | 50 to 60 Hz |  | 650 lumen | 25000 hour(s) | 6.2 W | 0.88 |  | 50000 |  | 0.5 s |  | https://www.lighting.philips.com/link/929002210002_EU/prd/aa/en
FP-929002210102 | MAS LED spot VLE D 680lm GU10 940 120D | 929002210102 | 2018-12-13 00:00:00 |  |  |  | 120 degree(s) | PAR16 ¦ PAR 2 inch/50mm | GU10 ¦ GU10 | 4000 K | Cool White (CW) | 33 mA | <lt/>6 | 50 mm | Only with specific dimmers | 7 kWh | 70 % |  | 200 cd | 54 mm | 0.5 s | No | [75 empty] | ADAM-0cb521bfd69f4d4494ecaa5500ad2f2b | https://www.assets.signify.com/is/image/PhilipsLighting/b609e78f0d4a43e88f33aa5500ad3181 | ADAM-cc4634ecc8f34c7cb1c3aa5a00e1246a | https://www.assets.signify.com/is/content/PhilipsLighting/fp929002210102-pss-global | ADAM-20160303143655912 | https://www.assets.signify.com/is/image/PhilipsLighting/71b7c56fd7c243b49af2a5be00ded0c6 | [8 empty] | ADAM-b616780785e94b9695bbaa5500adcd1a | https://www.docs.signify.com/assets/ies/ledspots_gu10_7_5-80w_680lm_120d_4000k_gu10_d-ies.ies | [8 empty] | ADAM-63af4980a35f46029a46adab00ca264a | https://www.assets.signify.com/is/content/Signify/e6e8f8eeed9f42589d63adab00ca2a9c | ADAM-2811115a9f824931a2f0aa7d00c1f5e3 | https://www.assets.signify.com/is/content/PhilipsLighting/fp929002210102-gis-global |  |  |  |  | ADAM-71ba9b53b8f74ff8b134af18008823cc | https://www.assets.signify.com/is/content/Signify/981a4831942946e8bc14af1800882a0d | ADAM-13124142235548afbeb0af32007fd494 | https://www.assets.signify.com/is/content/Signify/97398daa33e24390871baf32007fdeac |  |  |  |  | F | 680 lumen |  | 940 ¦ CCT of 4000K | 90 | 4000 K | 6.2 W | 109.00 lm/W | 50 to 60 Hz |  | 680 lumen | 25000 hour(s) | 6.2 W | 0.88 |  | 50000 |  | 0.5 s |  | https://www.lighting.philips.com/link/929002210102_EU/prd/aa/en
FP-929002210202 | MAS LED spot VLE D 680lm GU10 965 120D | 929002210202 | 2018-12-13 00:00:00 |  |  |  | 120 degree(s) | PAR16 ¦ PAR 2 inch/50mm | GU10 ¦ GU10 | 6500 K | 6500 Kelvin | 33 mA | <lt/>6 | 50 mm | Only with specific dimmers | 7 kWh | 70 % |  | 200 cd | 54 mm | 0.5 s | No | [75 empty] | ADAM-0cb521bfd69f4d4494ecaa5500ad2f2b | https://www.assets.signify.com/is/image/PhilipsLighting/b609e78f0d4a43e88f33aa5500ad3181 | ADAM-0aa50c065ee3403a9c5eaa5a00dd48a3 | https://www.assets.signify.com/is/content/PhilipsLighting/fp929002210202-pss-global | ADAM-20160303143655912 | https://www.assets.signify.com/is/image/PhilipsLighting/71b7c56fd7c243b49af2a5be00ded0c6 | [8 empty] | ADAM-39875d01c7bd4a4c9419aa5500add85b | https://www.docs.signify.com/assets/ies/ledspots_gu10_7_5-80w_680lm_120d_6500k_gu10_d-ies.ies | [8 empty] | ADAM-f89fa89872fa46e489a1adab00cad88f | https://www.assets.signify.com/is/content/Signify/14c7bb7ae4b54b48a0adadab00cada48 | ADAM-e298bfa28c7145caaa7faa7d00bd0c02 | https://www.assets.signify.com/is/content/PhilipsLighting/fp929002210202-gis-global |  |  |  |  | ADAM-71ba9b53b8f74ff8b134af18008823cc | https://www.assets.signify.com/is/content/Signify/981a4831942946e8bc14af1800882a0d | ADAM-13124142235548afbeb0af32007fd494 | https://www.assets.signify.com/is/content/Signify/97398daa33e24390871baf32007fdeac |  |  |  |  | F | 680 lumen |  | 6500 | 90 | 6500 K | 6.2 W | 109.00 lm/W | 50 to 60 Hz |  | 680 lumen | 25000 hour(s) | 6.2 W | 0.88 |  | 50000 |  | 0.5 s |  | https://www.lighting.philips.com/link/929002210202_EU/prd/aa/en
FP-929002210402 | MC LEDtube IA 1200mm UO 16W840 T8 | 929002210402 | 2018-12-04 00:00:00 |  |  |  | 160 degree(s) | Tube, double-ended | G13 ¦ Medium Bi-Pin Fluorescent | 4000 K | Cool White (CW) |  | <lt/>6 | 28 mm | Wireless Dim | 16 kWh | 70 % |  |  | 1213 mm | 0.5 s |  |  | -20 °C to 45 °C | [9 empty] | Yes | [63 empty] | ADAM-68e4642c6270498e953bab9d00ce2c56 | https://www.assets.signify.com/is/image/PhilipsLighting/661c3e52a61e4769a917ab9d00ce2e9e | ADAM-3322fb38fcc14bcea85aacce01594ec3 | https://www.assets.signify.com/is/content/Signify/fp929002210402-pss-global | ADAM-124886 | https://www.assets.signify.com/is/image/PhilipsLighting/e695b58cb4064cb7a8b7a4ad01802911 |  |  | ADAM-641dbe5d9a534829824aaf2e00bf7af3 | https://www.assets.signify.com/is/content/Signify/62c30a09e8a84910b20faf2e00bf7f68 | ADAM-335927f62669458095e5af4900a06578 | https://www.assets.signify.com/is/image/Signify/339a15cba16a4677b649af4900a06577 |  |  | ADAM-3d7878c67628426fa78cab9d00ce01f0 | https://www.docs.signify.com/assets/ies/mc_ledtube_16w_g13_2500lm_840-ies.ies | [8 empty] | ADAM-aef25b7ca8e74a0e8e2eadad0139eef7 | https://www.assets.signify.com/is/content/Signify/73486a761ea44db9b362adad0139f274 | ADAM-8acd868f3f8149ee80bfacce015704ec | https://www.assets.signify.com/is/content/Signify/fp929002210402-gis-global |  |  |  |  | ADAM-2ece555efbbf4aefbb3caf18008818e3;ADAM-06c1b71a62ea482e8fa9af1800883291;ADAM-e1fb86e8398c4ce5910daf1800883b48 | https://www.assets.signify.com/is/content/Signify/e2eb215900ac42b5a6fbaf180088204b;https://www.assets.signify.com/is/content/Signify/ca9a17bb15f64341bc81af18008836fd;https://www.assets.signify.com/is/content/Signify/65dddf7a9887431e9fa3af1800883ff0 | ADAM-ffdb4caeaa714de18d8caf12009d7ce1;ADAM-dd5b1cb345fa4da8bcdcaf32007fbb42;ADAM-f074635cd8024c4da554af32007ff62d;ADAM-fb489b9de7894bf9bca0afdc006fe424;ADAM-51b7379269e54f909965afdc006fee1f | https://www.assets.signify.com/is/content/Signify/e9b1bc6bc2fd4508b534af12009db6ae;https://www.assets.signify.com/is/content/Signify/31ac9375c9ba48fe9dadaf32007fc97e;https://www.assets.signify.com/is/content/Signify/7d33fdb2b6044576938faf32008009ee;https://www.assets.signify.com/is/content/Signify/af9b2867d9e9416cb8bfafdc006fe413;https://www.assets.signify.com/is/content/Signify/0bf04182e1cc4a3ca333afdc006fee18 |  |  |  |  | D | 2500 lumen |  | 840 ¦ CCT of 4000K | 83 | 4000 K | 16 W | 156 lm/W | 50 to 60 Hz |  | 2500 lumen | 60000 hour(s) | 16 W | 0.9 |  | 200000 |  | 0.5 s |  | https://www.lighting.philips.com/link/929002210402_EU/prd/aa/en
FP-929002210502 | MC LEDtube IA 1200mm UO 16W865 T8 | 929002210502 | 2018-12-04 00:00:00 |  |  |  | 160 degree(s) | Tube, double-ended | G13 ¦ Medium Bi-Pin Fluorescent | 6500 K | Cool Daylight |  | <lt/>6 | 28 mm | Wireless Dim | 16 kWh | 70 % |  |  | 1213 mm | 0.5 s |  |  | -20 °C to 45 °C | [9 empty] | Yes | [63 empty] | ADAM-68e4642c6270498e953bab9d00ce2c56 | https://www.assets.signify.com/is/image/PhilipsLighting/661c3e52a61e4769a917ab9d00ce2e9e | ADAM-fe66cb6d4df0481c9b65acc100c0106b | https://www.assets.signify.com/is/content/Signify/fp929002210502-pss-global | ADAM-124886 | https://www.assets.signify.com/is/image/PhilipsLighting/e695b58cb4064cb7a8b7a4ad01802911 |  |  | ADAM-641dbe5d9a534829824aaf2e00bf7af3 | https://www.assets.signify.com/is/content/Signify/62c30a09e8a84910b20faf2e00bf7f68 | ADAM-335927f62669458095e5af4900a06578 | https://www.assets.signify.com/is/image/Signify/339a15cba16a4677b649af4900a06577 |  |  | ADAM-e072500af59b4890bcafab9d00ce0543 | https://www.docs.signify.com/assets/ies/mc_ledtube_16w_g13_2500lm_865-ies.ies | [8 empty] | ADAM-55b7c6f11b024eea84cbadad013b0827 | https://www.assets.signify.com/is/content/Signify/71d54d59d9c64789a0deadad013b0cc7 | ADAM-02230fc4aa5d40238f9dacc100c005d4 | https://www.assets.signify.com/is/content/Signify/fp929002210502-gis-global |  |  |  |  | ADAM-2ece555efbbf4aefbb3caf18008818e3;ADAM-06c1b71a62ea482e8fa9af1800883291;ADAM-e1fb86e8398c4ce5910daf1800883b48 | https://www.assets.signify.com/is/content/Signify/e2eb215900ac42b5a6fbaf180088204b;https://www.assets.signify.com/is/content/Signify/ca9a17bb15f64341bc81af18008836fd;https://www.assets.signify.com/is/content/Signify/65dddf7a9887431e9fa3af1800883ff0 | ADAM-ffdb4caeaa714de18d8caf12009d7ce1;ADAM-dd5b1cb345fa4da8bcdcaf32007fbb42;ADAM-f074635cd8024c4da554af32007ff62d;ADAM-fb489b9de7894bf9bca0afdc006fe424;ADAM-51b7379269e54f909965afdc006fee1f | https://www.assets.signify.com/is/content/Signify/e9b1bc6bc2fd4508b534af12009db6ae;https://www.assets.signify.com/is/content/Signify/31ac9375c9ba48fe9dadaf32007fc97e;https://www.assets.signify.com/is/content/Signify/7d33fdb2b6044576938faf32008009ee;https://www.assets.signify.com/is/content/Signify/af9b2867d9e9416cb8bfafdc006fe413;https://www.assets.signify.com/is/content/Signify/0bf04182e1cc4a3ca333afdc006fee18 |  |  |  |  | D | 2500 lumen |  | 865 ¦ CCT of 6500K | 83 | 6500 K | 16 W | 156 lm/W | 50 to 60 Hz |  | 2500 lumen | 60000 hour(s) | 16 W | 0.9 |  | 200000 |  | 0.5 s |  | https://www.lighting.philips.com/link/929002210502_EU/prd/aa/en
FP-929002210802 | MC LEDtube IA 1500mm UO 25W840 T8 | 929002210802 | 2018-12-04 00:00:00 |  |  |  | 160 degree(s) | Tube, double-ended | G13 ¦ Medium Bi-Pin Fluorescent | 4000 K | Cool White (CW) |  | <lt/>6 | 28 mm | Wireless Dim | 25 kWh | 70 % |  |  | 1514 mm | 0.5 s |  |  | -20 °C to 45 °C | [9 empty] | Yes | [63 empty] | ADAM-68e4642c6270498e953bab9d00ce2c56 | https://www.assets.signify.com/is/image/PhilipsLighting/661c3e52a61e4769a917ab9d00ce2e9e | ADAM-717e4b982e514fd1acc9acc100c6a6e0 | https://www.assets.signify.com/is/content/Signify/fp929002210802-pss-global | ADAM-124886 | https://www.assets.signify.com/is/image/PhilipsLighting/e695b58cb4064cb7a8b7a4ad01802911 |  |  | ADAM-641dbe5d9a534829824aaf2e00bf7af3 | https://www.assets.signify.com/is/content/Signify/62c30a09e8a84910b20faf2e00bf7f68 | ADAM-335927f62669458095e5af4900a06578 | https://www.assets.signify.com/is/image/Signify/339a15cba16a4677b649af4900a06577 |  |  | ADAM-c6aef70cb58e4e838385ab9d00ce06fe | https://www.docs.signify.com/assets/ies/mc_ledtube_25w_g13_3700lm_840-ies.ies | [8 empty] | ADAM-d6887aab786c4bcc881fadad013be8a7 | https://www.assets.signify.com/is/content/Signify/baac0dd02da24730a0b8adad013bea35 | ADAM-d8578dc01fbc49bd87f5acc100c0cb1f | https://www.assets.signify.com/is/content/Signify/fp929002210802-gis-global |  |  |  |  | ADAM-2ece555efbbf4aefbb3caf18008818e3;ADAM-06c1b71a62ea482e8fa9af1800883291;ADAM-e1fb86e8398c4ce5910daf1800883b48 | https://www.assets.signify.com/is/content/Signify/e2eb215900ac42b5a6fbaf180088204b;https://www.assets.signify.com/is/content/Signify/ca9a17bb15f64341bc81af18008836fd;https://www.assets.signify.com/is/content/Signify/65dddf7a9887431e9fa3af1800883ff0 | ADAM-ffdb4caeaa714de18d8caf12009d7ce1;ADAM-dd5b1cb345fa4da8bcdcaf32007fbb42;ADAM-f074635cd8024c4da554af32007ff62d;ADAM-fb489b9de7894bf9bca0afdc006fe424;ADAM-51b7379269e54f909965afdc006fee1f | https://www.assets.signify.com/is/content/Signify/e9b1bc6bc2fd4508b534af12009db6ae;https://www.assets.signify.com/is/content/Signify/31ac9375c9ba48fe9dadaf32007fc97e;https://www.assets.signify.com/is/content/Signify/7d33fdb2b6044576938faf32008009ee;https://www.assets.signify.com/is/content/Signify/af9b2867d9e9416cb8bfafdc006fe413;https://www.assets.signify.com/is/content/Signify/0bf04182e1cc4a3ca333afdc006fee18 |  |  |  |  | D | 3700 lumen |  | 840 ¦ CCT of 4000K | 83 | 4000 K | 25 W | 148 lm/W | 50 to 60 Hz |  | 3700 lumen | 60000 hour(s) | 25 W | 0.9 |  | 200000 |  | 0.5 s |  | https://www.lighting.philips.com/link/929002210802_EU/prd/aa/en
FP-929002210902 | MC LEDtube IA 1500mm UO 25W865 T8 | 929002210902 | 2018-12-04 00:00:00 |  |  |  | 160 degree(s) | Tube, double-ended | G13 ¦ Medium Bi-Pin Fluorescent | 6500 K | Cool Daylight |  | <lt/>6 | 28 mm | Wireless Dim | 25 kWh | 70 % |  |  | 1514 mm | 0.5 s |  |  | -20 °C to 45 °C | [9 empty] | Yes | [63 empty] | ADAM-68e4642c6270498e953bab9d00ce2c56 | https://www.assets.signify.com/is/image/PhilipsLighting/661c3e52a61e4769a917ab9d00ce2e9e | ADAM-0cff159693144b7ca80bacce0156f422 | https://www.assets.signify.com/is/content/Signify/fp929002210902-pss-global | ADAM-124886 | https://www.assets.signify.com/is/image/PhilipsLighting/e695b58cb4064cb7a8b7a4ad01802911 |  |  | ADAM-641dbe5d9a534829824aaf2e00bf7af3 | https://www.assets.signify.com/is/content/Signify/62c30a09e8a84910b20faf2e00bf7f68 | ADAM-335927f62669458095e5af4900a06578 | https://www.assets.signify.com/is/image/Signify/339a15cba16a4677b649af4900a06577 |  |  | ADAM-f9df76271cc0404699daab9d00ce0ad0 | https://www.docs.signify.com/assets/ies/mc_ledtube_25w_g13_3700lm_865-ies.ies | [8 empty] | ADAM-eeac9ef87fe14cc9b4deadad013c6fa2 | https://www.assets.signify.com/is/content/Signify/1a8334d226bc4957afd3adad013c70f8 | ADAM-a32c5e92eb1c4a24be82acce015effd8 | https://www.assets.signify.com/is/content/Signify/fp929002210902-gis-global |  |  |  |  | ADAM-2ece555efbbf4aefbb3caf18008818e3;ADAM-06c1b71a62ea482e8fa9af1800883291;ADAM-e1fb86e8398c4ce5910daf1800883b48 | https://www.assets.signify.com/is/content/Signify/e2eb215900ac42b5a6fbaf180088204b;https://www.assets.signify.com/is/content/Signify/ca9a17bb15f64341bc81af18008836fd;https://www.assets.signify.com/is/content/Signify/65dddf7a9887431e9fa3af1800883ff0 | ADAM-ffdb4caeaa714de18d8caf12009d7ce1;ADAM-dd5b1cb345fa4da8bcdcaf32007fbb42;ADAM-f074635cd8024c4da554af32007ff62d;ADAM-fb489b9de7894bf9bca0afdc006fe424;ADAM-51b7379269e54f909965afdc006fee1f | https://www.assets.signify.com/is/content/Signify/e9b1bc6bc2fd4508b534af12009db6ae;https://www.assets.signify.com/is/content/Signify/31ac9375c9ba48fe9dadaf32007fc97e;https://www.assets.signify.com/is/content/Signify/7d33fdb2b6044576938faf32008009ee;https://www.assets.signify.com/is/content/Signify/af9b2867d9e9416cb8bfafdc006fe413;https://www.assets.signify.com/is/content/Signify/0bf04182e1cc4a3ca333afdc006fee18 |  |  |  |  | D | 3700 lumen |  | 865 ¦ CCT of 6500K | 83 | 6500 K | 25 W | 148 lm/W | 50 to 60 Hz |  | 3700 lumen | 60000 hour(s) | 25 W | 0.9 |  | 200000 |  | 0.5 s |  | https://www.lighting.philips.com/link/929002210902_EU/prd/aa/en
FP-929002222647 | PILA SL252 EC RD 070 5W 27K W HV 06 | 929002222647 | 2019-09-19 00:00:00 | [76 empty] | 62 mm | [17 empty] | ADAM-1a38fcd9432346419dbaab0600ba8dfe | https://www.assets.signify.com/is/image/Signify/3d1b848b9bc6468ca406ab0600ba8dfc | ADAM-28dea1aa4efe435a9b87ad8201766ba6 | https://www.assets.signify.com/is/content/Signify/fp929002222647-pss-global |  |  |  |  | ADAM-add20315cb644be3aa77ada400a23f1f | https://www.assets.signify.com/is/content/Signify/f0874137e29840b1b90dada400a245d3 | [49 empty] | https://www.lighting.philips.com/link/929002222647_EU/prd/aa/en
FP-929002222747 | PILA SL252 EC RD 070 5W 40K W HV 06 | 929002222747 | 2019-09-19 00:00:00 | [76 empty] | 62 mm | [17 empty] | ADAM-1a38fcd9432346419dbaab0600ba8dfe | https://www.assets.signify.com/is/image/Signify/3d1b848b9bc6468ca406ab0600ba8dfc | ADAM-45811dc812f7486691d1ad820176aeeb | https://www.assets.signify.com/is/content/Signify/fp929002222747-pss-global |  |  |  |  | ADAM-add20315cb644be3aa77ada400a23f1f | https://www.assets.signify.com/is/content/Signify/f0874137e29840b1b90dada400a245d3 | [49 empty] | https://www.lighting.philips.com/link/929002222747_EU/prd/aa/en
FP-929002253702 | MC LEDspot IA 4.7-50W GU10 927 36D | 929002253702 | 2019-02-25 00:00:00 |  |  |  | 36 degree(s) | PAR16 ¦ PAR 2 inch/50mm | GU10 ¦ GU10 | 2700 K | Warm White (WW) | 27 mA | <lt/>4 | 50 mm | Wireless Dim | 5 kWh | 70 % | 345 lumen | 500 cd | 54 mm | 0.5 s | [12 empty] | Yes | [63 empty] | ADAM-6c5cc5cc2e13437780efab9800a8f92e | https://www.assets.signify.com/is/image/PhilipsLighting/1657cf2573274a87800cab9800a8fa09 | ADAM-27179438ab164f0483adacc100c490f1 | https://www.assets.signify.com/is/content/Signify/fp929002253702-pss-global | ADAM-23adf3f3783342629943ab4c0085eb96 | https://www.assets.signify.com/is/image/PhilipsLighting/90245ed9c4dc466d8718ab4c0085ec04 |  |  | ADAM-a2504b27e9834e119120af2e00bf8071 | https://www.assets.signify.com/is/content/Signify/b57dbd8e5e994019b1f3af2e00bf8215 | ADAM-4f568657b3024332b061af49009f19ad | https://www.assets.signify.com/is/image/Signify/3c4166db21a3447a8f94af49009f19ac |  |  | ADAM-3db5f64e5bca44208e5fab9800a8df75 | https://www.docs.signify.com/assets/ies/masterconnect_ledspot_4%2c7w_par16_gu10_927_36d-ies.ies | [8 empty] | ADAM-3ebddcac89da44f0bc5badad0124af2e | https://www.assets.signify.com/is/content/Signify/1aa137666b8b4f718061adad0124b022 | ADAM-f5aeb03902c143ba9c3aacc100c12992 | https://www.assets.signify.com/is/content/Signify/fp929002253702-gis-global | [6 empty] | ADAM-ffdb4caeaa714de18d8caf12009d7ce1 | https://www.assets.signify.com/is/content/Signify/e9b1bc6bc2fd4508b534af12009db6ae |  |  |  |  | F | 345 lumen |  | 927 ¦ CCT of 2700K | 90 | 2700 K | 4.7 W | 73 lm/W | 50 to 60 Hz |  | 345 lumen | 25000 hour(s) | 4.7 W | 0.7 |  | 50000 |  | 0.5 s |  | https://www.lighting.philips.com/link/929002253702_EU/prd/aa/en
FP-929002253802 | MC LEDspot IA 4.7-50W GU10 930 36D | 929002253802 | 2019-02-25 00:00:00 |  |  |  | 36 degree(s) | PAR16 ¦ PAR 2 inch/50mm | GU10 ¦ GU10 | 3000 K | White (WH) | 27 mA | <lt/>4 | 50 mm | Wireless Dim | 5 kWh | 70 % | 345 lumen | 500 cd | 54 mm | 0.5 s | [12 empty] | Yes | [63 empty] | ADAM-6c5cc5cc2e13437780efab9800a8f92e | https://www.assets.signify.com/is/image/PhilipsLighting/1657cf2573274a87800cab9800a8fa09 | ADAM-af3574b19cb2443386bcacc100c32db3 | https://www.assets.signify.com/is/content/Signify/fp929002253802-pss-global | ADAM-23adf3f3783342629943ab4c0085eb96 | https://www.assets.signify.com/is/image/PhilipsLighting/90245ed9c4dc466d8718ab4c0085ec04 |  |  | ADAM-a2504b27e9834e119120af2e00bf8071 | https://www.assets.signify.com/is/content/Signify/b57dbd8e5e994019b1f3af2e00bf8215 | ADAM-4f568657b3024332b061af49009f19ad | https://www.assets.signify.com/is/image/Signify/3c4166db21a3447a8f94af49009f19ac |  |  | ADAM-964f3ec7332b4000a901ab9800a8e154 | https://www.docs.signify.com/assets/ies/masterconnect_ledspot_4%2c7w_par16_gu10_930_36d-ies.ies | [8 empty] | ADAM-23c5b9c21c2d47008dfbadad0125108b | https://www.assets.signify.com/is/content/Signify/16b87fb75bc642aea25badad0125132c | ADAM-6c3b892f97f64036b670acc100c03020 | https://www.assets.signify.com/is/content/Signify/fp929002253802-gis-global | [6 empty] | ADAM-ffdb4caeaa714de18d8caf12009d7ce1 | https://www.assets.signify.com/is/content/Signify/e9b1bc6bc2fd4508b534af12009db6ae |  |  |  |  | F | 345 lumen |  | 930 ¦ CCT of 3000K | 90 | 3000 K | 4.7 W | 73 lm/W | 50 to 60 Hz |  | 345 lumen | 25000 hour(s) | 4.7 W | 0.7 |  | 50000 |  | 0.5 s |  | https://www.lighting.philips.com/link/929002253802_EU/prd/aa/en
FP-929002253902 | MC LEDspot IA 4.7-50W GU10 940 36D | 929002253902 | 2019-02-25 00:00:00 |  |  |  | 36 degree(s) | PAR16 ¦ PAR 2 inch/50mm | GU10 ¦ GU10 | 4000 K | Cool White (CW) | 27 mA | <lt/>4 | 50 mm | Wireless Dim | 5 kWh | 70 % | 345 lumen | 500 cd | 54 mm | 0.5 s | [12 empty] | Yes | [63 empty] | ADAM-6c5cc5cc2e13437780efab9800a8f92e | https://www.assets.signify.com/is/image/PhilipsLighting/1657cf2573274a87800cab9800a8fa09 | ADAM-7e29a51996504cbaab70acc100c4be78 | https://www.assets.signify.com/is/content/Signify/fp929002253902-pss-global | ADAM-23adf3f3783342629943ab4c0085eb96 | https://www.assets.signify.com/is/image/PhilipsLighting/90245ed9c4dc466d8718ab4c0085ec04 |  |  | ADAM-a2504b27e9834e119120af2e00bf8071 | https://www.assets.signify.com/is/content/Signify/b57dbd8e5e994019b1f3af2e00bf8215 | ADAM-4f568657b3024332b061af49009f19ad | https://www.assets.signify.com/is/image/Signify/3c4166db21a3447a8f94af49009f19ac |  |  | ADAM-e40584b02bfe40ef93d3ab9800a8e359 | https://www.docs.signify.com/assets/ies/masterconnect_ledspot_4%2c7w_par16_gu10_940_36d-ies.ies | [8 empty] | ADAM-97de128969004f9db83eadad01255e97 | https://www.assets.signify.com/is/content/Signify/3821018ee5eb4c4da696adad0125612d | ADAM-feb3a20fc76f46c09e10acc100c07a49 | https://www.assets.signify.com/is/content/Signify/fp929002253902-gis-global | [6 empty] | ADAM-ffdb4caeaa714de18d8caf12009d7ce1 | https://www.assets.signify.com/is/content/Signify/e9b1bc6bc2fd4508b534af12009db6ae |  |  |  |  | F | 345 lumen |  | 940 ¦ CCT of 4000K | 90 | 4000 K | 4.7 W | 73 lm/W | 50 to 60 Hz |  | 345 lumen | 25000 hour(s) | 4.7 W | 0.7 |  | 50000 |  | 0.5 s |  | https://www.lighting.philips.com/link/929002253902_EU/prd/aa/en
FP-929002295302 | MC LEDtube IA 600mm HO 7W840 T8 | 929002295302 | 2019-05-09 00:00:00 |  |  |  | 160 degree(s) | Tube, double-ended | G13 ¦ Medium Bi-Pin Fluorescent | 4000 K | Cool White (CW) |  | <lt/>6 | 28 mm | Wireless Dim | 7 kWh | 70 % |  |  | 604 mm | 0.5 s |  |  | -20 °C to 45 °C | [9 empty] | Yes | [63 empty] | ADAM-68e4642c6270498e953bab9d00ce2c56 | https://www.assets.signify.com/is/image/PhilipsLighting/661c3e52a61e4769a917ab9d00ce2e9e | ADAM-0d18bdeed9e5429ab3aaacce01561f3a | https://www.assets.signify.com/is/content/Signify/fp929002295302-pss-global | ADAM-124886 | https://www.assets.signify.com/is/image/PhilipsLighting/e695b58cb4064cb7a8b7a4ad01802911 |  |  | ADAM-641dbe5d9a534829824aaf2e00bf7af3 | https://www.assets.signify.com/is/content/Signify/62c30a09e8a84910b20faf2e00bf7f68 | ADAM-335927f62669458095e5af4900a06578 | https://www.assets.signify.com/is/image/Signify/339a15cba16a4677b649af4900a06577 |  |  | ADAM-9ca7126d368245dd9c91ab9d00ce0d95 | https://www.docs.signify.com/assets/ies/mc_ledtube_7w_g13_1050lm_840-ies.ies | [8 empty] | ADAM-05db5f9d950841eab9feadad013cec5b | https://www.assets.signify.com/is/content/Signify/7070cd3609b24aca9035adad013cef4e | ADAM-ae1b0a4e1c044450a164acce0160bed9 | https://www.assets.signify.com/is/content/Signify/fp929002295302-gis-global |  |  |  |  | ADAM-2ece555efbbf4aefbb3caf18008818e3;ADAM-06c1b71a62ea482e8fa9af1800883291;ADAM-e1fb86e8398c4ce5910daf1800883b48 | https://www.assets.signify.com/is/content/Signify/e2eb215900ac42b5a6fbaf180088204b;https://www.assets.signify.com/is/content/Signify/ca9a17bb15f64341bc81af18008836fd;https://www.assets.signify.com/is/content/Signify/65dddf7a9887431e9fa3af1800883ff0 | ADAM-ffdb4caeaa714de18d8caf12009d7ce1;ADAM-dd5b1cb345fa4da8bcdcaf32007fbb42;ADAM-f074635cd8024c4da554af32007ff62d;ADAM-fb489b9de7894bf9bca0afdc006fe424;ADAM-51b7379269e54f909965afdc006fee1f | https://www.assets.signify.com/is/content/Signify/e9b1bc6bc2fd4508b534af12009db6ae;https://www.assets.signify.com/is/content/Signify/31ac9375c9ba48fe9dadaf32007fc97e;https://www.assets.signify.com/is/content/Signify/7d33fdb2b6044576938faf32008009ee;https://www.assets.signify.com/is/content/Signify/af9b2867d9e9416cb8bfafdc006fe413;https://www.assets.signify.com/is/content/Signify/0bf04182e1cc4a3ca333afdc006fee18 |  |  |  |  | D | 1050 lumen |  | 840 ¦ CCT of 4000K | 83 | 4000 K | 7 W | 150 lm/W | 50 to 60 Hz |  | 1050 lumen | 60000 hour(s) | 7 W | 0.9 |  | 200000 |  | 0.5 s |  | https://www.lighting.philips.com/link/929002295302_EU/prd/aa/en
FP-929002295402 | MC LEDtube IA 600mm HO 7W865 T8 | 929002295402 | 2019-05-09 00:00:00 |  |  |  | 160 degree(s) | Tube, double-ended | G13 ¦ Medium Bi-Pin Fluorescent | 6500 K | Cool Daylight |  | <lt/>6 | 28 mm | Wireless Dim | 7 kWh | 70 % |  |  | 604 mm | 0.5 s |  |  | -20 °C to 45 °C | [9 empty] | Yes | [63 empty] | ADAM-68e4642c6270498e953bab9d00ce2c56 | https://www.assets.signify.com/is/image/PhilipsLighting/661c3e52a61e4769a917ab9d00ce2e9e | ADAM-8fe27998cc6e46488a38acc100c3358f | https://www.assets.signify.com/is/content/Signify/fp929002295402-pss-global | ADAM-124886 | https://www.assets.signify.com/is/image/PhilipsLighting/e695b58cb4064cb7a8b7a4ad01802911 |  |  | ADAM-641dbe5d9a534829824aaf2e00bf7af3 | https://www.assets.signify.com/is/content/Signify/62c30a09e8a84910b20faf2e00bf7f68 | ADAM-335927f62669458095e5af4900a06578 | https://www.assets.signify.com/is/image/Signify/339a15cba16a4677b649af4900a06577 |  |  | ADAM-fde47b4024704e5c910cab9d00ce10c4 | https://www.docs.signify.com/assets/ies/mc_ledtube_7w_g13_1050lm_865-ies.ies | [8 empty] | ADAM-126b4d0ab17644b3918aadab013d9ead | https://www.assets.signify.com/is/content/Signify/b74d79d769234b83b486adab013da3fd | ADAM-ea372c29b9a1458b8668acc100c0cc46 | https://www.assets.signify.com/is/content/Signify/fp929002295402-gis-global |  |  |  |  | ADAM-2ece555efbbf4aefbb3caf18008818e3;ADAM-06c1b71a62ea482e8fa9af1800883291;ADAM-e1fb86e8398c4ce5910daf1800883b48 | https://www.assets.signify.com/is/content/Signify/e2eb215900ac42b5a6fbaf180088204b;https://www.assets.signify.com/is/content/Signify/ca9a17bb15f64341bc81af18008836fd;https://www.assets.signify.com/is/content/Signify/65dddf7a9887431e9fa3af1800883ff0 | ADAM-ffdb4caeaa714de18d8caf12009d7ce1;ADAM-dd5b1cb345fa4da8bcdcaf32007fbb42;ADAM-f074635cd8024c4da554af32007ff62d;ADAM-fb489b9de7894bf9bca0afdc006fe424;ADAM-51b7379269e54f909965afdc006fee1f | https://www.assets.signify.com/is/content/Signify/e9b1bc6bc2fd4508b534af12009db6ae;https://www.assets.signify.com/is/content/Signify/31ac9375c9ba48fe9dadaf32007fc97e;https://www.assets.signify.com/is/content/Signify/7d33fdb2b6044576938faf32008009ee;https://www.assets.signify.com/is/content/Signify/af9b2867d9e9416cb8bfafdc006fe413;https://www.assets.signify.com/is/content/Signify/0bf04182e1cc4a3ca333afdc006fee18 |  |  |  |  | D | 1050 lumen |  | 865 ¦ CCT of 6500K | 83 | 6500 K | 7 W | 150 lm/W | 50 to 60 Hz |  | 1050 lumen | 60000 hour(s) | 7 W | 0.9 |  | 200000 |  | 0.5 s |  | https://www.lighting.philips.com/link/929002295402_EU/prd/aa/en
FP-929002305931 | PILA LED 40W A60 E27 WW FR ND 1CT/6 | 929002305931 | 2020-01-09 00:00:00 |  |  |  | 180 degree(s) | A60 ¦ A 60mm | E27 ¦ E27 | 2700 K | Warm White (WW) | 50 mA | <lt/>6 | 60 mm | No | 6 kWh | 70 % |  |  | 107 mm | 0.4 s | [76 empty] | ADAM-6bf7ee1998124901bc64a953001500e7 | https://www.assets.signify.com/is/image/PhilipsLighting/f51741a6a1f74eb697f6a95300150245 | ADAM-0003abd9b8b74fb89877ad7300953af6 | https://www.assets.signify.com/is/content/Signify/fp929002305931-pss-global | ADAM-98056988cf044d66b0fcac4600bacdec | https://www.assets.signify.com/is/image/PhilipsLighting/888b1fb9099d48629311ac4600bacfff | [8 empty] | ADAM-cbb7b77692d24413b495adb3006e4af2 | https://www.docs.signify.com/assets/ies/ledbulb_gm_1_5%2c5w_a60_e27_827_fr-ies.ies | [8 empty] | ADAM-0b20a4f07576409d8000adad00ea9c7e | https://www.assets.signify.com/is/content/Signify/19f1e93f447244d0b7bcadad00ea9db4 | ADAM-9ffa06a9c6a6416582c0ad7300901b3b | https://www.assets.signify.com/is/content/Signify/fp929002305931-gis-global | [12 empty] | F | 470 lumen |  | 827 ¦ CCT of 2700K | 80 | 2700 K | 5.5 W | 85.00 lm/W | 50 to 60 Hz |  | 470 lumen | 15000 hour(s) | 5.5 W | 0.53 |  | 30000 |  | 0.4 s | 40 W | https://www.lighting.philips.com/link/929002305931_EU/prd/aa/en
FP-929002306031 | PILA LED 40W A60 E27 CW FR ND 1CT/6 | 929002306031 | 2020-01-20 00:00:00 |  |  |  | 180 degree(s) | A60 ¦ A 60mm | E27 ¦ E27 | 4000 K | Cool White (CW) | 45 mA | <lt/>6 | 60 mm | No | 5 kWh | 70 % |  |  | 108 mm | 0.4 s | [76 empty] | ADAM-f6d69840063a41c1a60faceb011af5f9 | https://www.assets.signify.com/is/image/Signify/d6322686f15c4d32b98aaceb011af73e | ADAM-cd4f30ebc0944ef8af3aad7300934be5 | https://www.assets.signify.com/is/content/Signify/fp929002306031-pss-global | [20 empty] | ADAM-058d4f1556ef44e0abd6adad00eaf2b2 | https://www.assets.signify.com/is/content/Signify/72ef2f10c06e4f01bfd0adad00eaf52b | ADAM-c62e82065f974e89a918ad7300901dfd | https://www.assets.signify.com/is/content/Signify/fp929002306031-gis-global | [12 empty] | F | 470 lumen |  | 840 ¦ CCT of 4000K | 80 | 4000 K | 5 W | 94.00 lm/W | 50 to 60 Hz |  | 470 lumen | 15000 hour(s) | 5 W | 0.54 |  | 30000 |  | 0.4 s | 40 W | https://www.lighting.philips.com/link/929002306031_EU/prd/aa/en
FP-929002306231 | PILA LED 60W A60 E27 WW FR ND 1CT/6 | 929002306231 | 2020-01-09 00:00:00 |  |  |  | 180 degree(s) | A60 ¦ A 60mm | E27 ¦ E27 | 2700 K | Warm White (WW) | 70 mA | <lt/>6 | 60 mm | No | 8 kWh | 70 % |  |  | 108 mm | 0.4 s | [76 empty] | ADAM-fbcec0f8731a411fa729afb300daf50a | https://www.assets.signify.com/is/image/Signify/fa8b3c31c745453b938bafb300daf508 | ADAM-8a3c111a7ca74b95be1dad730093ad36 | https://www.assets.signify.com/is/content/Signify/fp929002306231-pss-global | ADAM-98056988cf044d66b0fcac4600bacdec | https://www.assets.signify.com/is/image/PhilipsLighting/888b1fb9099d48629311ac4600bacfff | [8 empty] | ADAM-d17e61f60e9b4b80af7bada5013a7fb0 | https://www.docs.signify.com/assets/ies/ledbulb_eu_8w_a60_e27_827_fr-ies.ies | [8 empty] | ADAM-e1131a2e0ef84ad49c17adad0159b304 | https://www.assets.signify.com/is/content/Signify/6d230f3fd27c4731be16adad0159b4cb | ADAM-821262bd111c41649b71ad7300901ff8 | https://www.assets.signify.com/is/content/Signify/fp929002306231-gis-global | [12 empty] | F | 806 lumen |  | 827 ¦ CCT of 2700K | 80 | 2700 K | 8 W | 100.00 lm/W | 50 to 60 Hz |  | 806 lumen | 15000 hour(s) | 8 W | 0.54 |  | 30000 |  | 0.4 s | 60 W | https://www.lighting.philips.com/link/929002306231_EU/prd/aa/en
FP-929002306331 | PILA LED 60W A60 E27 CW FR ND 1CT/6 | 929002306331 | 2020-01-09 00:00:00 |  |  |  | 180 degree(s) | A60 ¦ A 60mm | E27 ¦ E27 | 4000 K | Cool White (CW) | 70 mA | <lt/>6 | 60 mm | No | 8 kWh | 70 % |  |  | 108 mm | 0.4 s | [76 empty] | ADAM-6bf7ee1998124901bc64a953001500e7 | https://www.assets.signify.com/is/image/PhilipsLighting/f51741a6a1f74eb697f6a95300150245 | ADAM-4a90c74a3fd74d6d9b0aad7300952320 | https://www.assets.signify.com/is/content/Signify/fp929002306331-pss-global | ADAM-98056988cf044d66b0fcac4600bacdec | https://www.assets.signify.com/is/image/PhilipsLighting/888b1fb9099d48629311ac4600bacfff | [8 empty] | ADAM-2c330cc1e06741a7911daec300affe3b | https://www.docs.signify.com/assets/ies/ledbulb_eu1_8w_a60_e27_840_fr-ies.ies | [8 empty] | ADAM-1bc14a90e6704253ae88adad015a5911 | https://www.assets.signify.com/is/content/Signify/523e6be11aef40569528adad015a5afa | ADAM-0d66d2334900417a9022ad730090275a | https://www.assets.signify.com/is/content/Signify/fp929002306331-gis-global | [12 empty] | F | 806 lumen |  | 840 ¦ CCT of 4000K | 80 | 4000 K | 8 W | 100.00 lm/W | 50 to 60 Hz |  | 806 lumen | 15000 hour(s) | 8 W | 0.54 |  | 30000 |  | 0.4 s | 60 W | https://www.lighting.philips.com/link/929002306331_EU/prd/aa/en
FP-929002306531 | PILA LED 75W A60 E27 WW FR ND 1CT/6 G3 | 929002306531 | 2020-01-09 00:00:00 |  |  |  | 180 degree(s) | A60 ¦ A 60mm | E27 ¦ E27 | 2700 K | Warm White (WW) | 90 mA | <lt/>6 | 60 mm | No | 10 kWh | 70 % |  |  | 108 mm | 0.4 s | [76 empty] | ADAM-3ce45482a0c14799acb7a9530014f630 | https://www.assets.signify.com/is/image/PhilipsLighting/25b83f16111d417989e1a9530014f995 | ADAM-e96c33c0c3894dc79dc9ad730093b223 | https://www.assets.signify.com/is/content/Signify/fp929002306531-pss-global | ADAM-20170707101721483 | https://www.assets.signify.com/is/image/PhilipsLighting/868f029073a84c419c59a7a900881abf | [8 empty] | ADAM-1124e0daf2d24d63b51aada5013a9aab | https://www.docs.signify.com/assets/ies/ledbulb_eu_10w_a60_e27_827_fr-ies.ies | [8 empty] | ADAM-40274d7273df47f79a3fadad01820cd8 | https://www.assets.signify.com/is/content/Signify/b61a7176ca854ec09450adad01820f70 | ADAM-de473caab9444059a33ead7300900d52 | https://www.assets.signify.com/is/content/Signify/fp929002306531-gis-global | [12 empty] | F | 1055 lumen |  | 827 ¦ CCT of 2700K | 80 | 2700 K | 10 W | 105.00 lm/W | 50 to 60 Hz |  | 1055 lumen | 15000 hour(s) | 10 W | 0.54 |  | 30000 |  | 0.4 s | 75 W | https://www.lighting.philips.com/link/929002306531_EU/prd/aa/en
FP-929002306631 | PILA LED 75W A60 E27 CW FR ND 1CT/6 G3 | 929002306631 | 2020-01-09 00:00:00 |  |  |  | 180 degree(s) | A60 ¦ A 60mm | E27 ¦ E27 | 4000 K | Cool White (CW) | 90 mA | <lt/>6 | 60 mm | No | 10 kWh | 70 % |  |  | 108 mm | 0.4 s | [76 empty] | ADAM-3ce45482a0c14799acb7a9530014f630 | https://www.assets.signify.com/is/image/PhilipsLighting/25b83f16111d417989e1a9530014f995 | ADAM-b71a6499d6b64119aa49ad7300940b97 | https://www.assets.signify.com/is/content/Signify/fp929002306631-pss-global | ADAM-20170707101721483 | https://www.assets.signify.com/is/image/PhilipsLighting/868f029073a84c419c59a7a900881abf | [8 empty] | ADAM-1e2e6a5725ff49609148aec300b019bd | https://www.docs.signify.com/assets/ies/ledbulb_eu1_10w_a60_e27_840_fr-ies.ies | [8 empty] | ADAM-26ad2a8aaf58469f8aeaadad0182a237 | https://www.assets.signify.com/is/content/Signify/19443063a69e4f3ebfd9adad0182a460 | ADAM-e1e8a8e64c9e4f1283f0ad73009041c1 | https://www.assets.signify.com/is/content/Signify/fp929002306631-gis-global | [12 empty] | F | 1055 lumen |  | 840 ¦ CCT of 4000K | 80 | 4000 K | 10 W | 105.00 lm/W | 50 to 60 Hz |  | 1055 lumen | 15000 hour(s) | 10 W | 0.54 |  | 30000 |  | 0.4 s | 75 W | https://www.lighting.philips.com/link/929002306631_EU/prd/aa/en
FP-929002306831 | PILA LED 100W A60 E27 WW FR ND 1CT/6 | 929002306831 | 2020-01-09 00:00:00 |  |  |  | 180 degree(s) | A60 ¦ A 60mm | E27 ¦ E27 | 2700 K | Warm White (WW) | 105 mA | <lt/>6 | 60 mm | No | 13 kWh | 70 % |  |  | 120 mm | 0.4 s | [76 empty] | ADAM-36733888b5d64e21b763aba400e1c0d0 | https://www.assets.signify.com/is/image/PhilipsLighting/f47ec8fb2acf45109d92aba400e1c1ad | ADAM-e34acb6eede8453aaffead730093de72 | https://www.assets.signify.com/is/content/Signify/fp929002306831-pss-global | ADAM-42385cd0c6f34281a773aba400e1bfa9 | https://www.assets.signify.com/is/image/PhilipsLighting/69c41b10130543af9c38aba400e1c03a | [8 empty] | ADAM-625b834ee342446b8782adb3006e458f | https://www.docs.signify.com/assets/ies/ledbulb_gm_1_13w_a65_e27_827_fr-ies.ies | [8 empty] | ADAM-0074036f442945429ce4adad0183b776 | https://www.assets.signify.com/is/content/Signify/c77853ecf3b04424b383adad0183b8a3 | ADAM-efef1380aa164790857ead7300901b26 | https://www.assets.signify.com/is/content/Signify/fp929002306831-gis-global | [12 empty] | E | 1521 lumen |  | 827 ¦ CCT of 2700K | 80 | 2700 K | 13 W | 117.00 lm/W | 50 to 60 Hz |  | 1521 lumen | 15000 hour(s) | 13 W | 0.54 |  | 30000 |  | 0.4 s | 100 W | https://www.lighting.philips.com/link/929002306831_EU/prd/aa/en
FP-929002306931 | PILA LED 100W A60 E27 CW FR ND 1CT/6 G3 | 929002306931 | 2020-01-09 00:00:00 |  |  |  | 180 degree(s) | A60 ¦ A 60mm | E27 ¦ E27 | 4000 K | Cool White (CW) | 105 mA | <lt/>6 | 60 mm | No | 13 kWh | 70 % |  |  | 120 mm | 0.4 s | [76 empty] | ADAM-36733888b5d64e21b763aba400e1c0d0 | https://www.assets.signify.com/is/image/PhilipsLighting/f47ec8fb2acf45109d92aba400e1c1ad | ADAM-1c2d2fdb7750475391faad7300953a45 | https://www.assets.signify.com/is/content/Signify/fp929002306931-pss-global | ADAM-42385cd0c6f34281a773aba400e1bfa9 | https://www.assets.signify.com/is/image/PhilipsLighting/69c41b10130543af9c38aba400e1c03a | [8 empty] | ADAM-4b80d2685cbb41efae1caec300b02b6e | https://www.docs.signify.com/assets/ies/ledbulb_eu1_13w_a67_e27_840_fr-ies.ies | [8 empty] | ADAM-99ca075be6044e55b604adae0003a24e | https://www.assets.signify.com/is/content/Signify/bf7e918b177e48128ee1adae0003a5eb | ADAM-c6c040c22904407e8c5bad73009047c9 | https://www.assets.signify.com/is/content/Signify/fp929002306931-gis-global | [12 empty] | E | 1521 lumen |  | 840 ¦ CCT of 4000K | 80 | 4000 K | 13 W | 117.00 lm/W | 50 to 60 Hz |  | 1521 lumen | 15000 hour(s) | 13 W | 0.54 |  | 30000 |  | 0.4 s | 100 W | https://www.lighting.philips.com/link/929002306931_EU/prd/aa/en
FP-929002349702 | TForce Core LED HPL 13W E27 830 FR | 929002349702 | 2019-08-19 00:00:00 |  |  |  | 300 degree(s) | ED75 ¦ ED 75mm | E27 ¦ E27 | 3000 K | White (WH) | 130 mA | <lt/>6 | 75 mm | No | 13 kWh | 0.7 % |  |  | 180 mm | 0.5 s |  |  | -20 °C to 45 °C | [9 empty] | Yes | [63 empty] | ADAM-03d5541222ec4e60b171ab5900c2ef3b | https://www.assets.signify.com/is/image/PhilipsLighting/209a24ae1a5b4c7bb221ab5900c2f036 | ADAM-536e017c4f2f4b5d8b3aabb701021a45 | https://www.assets.signify.com/is/content/PhilipsLighting/fp929002349702-pss-global | ADAM-eb93d121f3c24594990dab5900c2ec02 | https://www.assets.signify.com/is/image/PhilipsLighting/2524ebfdb7d74b9b9b31ab5900c2ee08 |  |  | ADAM-51161843caab4cc5bc58af1700829c8d | https://www.assets.signify.com/is/content/Signify/e9d5500fffee468fb85baf170082a905 |  |  |  |  | ADAM-c25e1914c9314f57ba02ab5900c2f283 | https://www.docs.signify.com/assets/ies/ledtforce_13w_ed75_e27_830-ies.ies | [8 empty] | ADAM-5153d57515904710815aadad01779a6e | https://www.assets.signify.com/is/content/Signify/4a55217ea7a44370af81adad01779bea | ADAM-db3f7baba03e4199b4e0abb700f81e8c | https://www.assets.signify.com/is/content/PhilipsLighting/fp929002349702-gis-global |  |  |  |  | ADAM-12e2929bd9434f04b1b4b01500d914a5;ADAM-07a298f434c64317b47eb0190077b848 | https://www.assets.signify.com/is/content/Signify/fe054dd74c2047dcad34b01500d914a3;https://www.assets.signify.com/is/content/Signify/edc13fff1cc74a568a29b0190077ba4d | ADAM-ad7b42b4ec804c7585a1afb1005f33ba;ADAM-3588369a6ad64c3fb282b02900d8027a | https://www.assets.signify.com/is/content/Signify/4b1e838df6c048789a3fafb1005f44a7;https://www.assets.signify.com/is/content/Signify/4e1380eb83c64465bc0eb02900d80277 |  |  |  |  | D | 2000 lumen |  | 830 ¦ CCT of 3000K | 80 | 3000 K | 13 W | 153.00 lm/W | 50 to 60 Hz |  | 2000 lumen | 25000 hour(s) | 13 W | 0.5 |  | 15000 |  | 0.5 s | 50 W | https://www.lighting.philips.com/link/929002349702_EU/prd/aa/en
FP-929002349802 | TForce Core LED HPL 13W E27 840 FR | 929002349802 | 2019-08-19 00:00:00 |  |  |  | 300 degree(s) | ED75 ¦ ED 75mm | E27 ¦ E27 | 4000 K | Cool White (CW) | 130 mA | <lt/>6 | 75 mm | No | 13 kWh | 0.7 % |  |  | 180 mm | 0.5 s |  |  | -20 °C to 45 °C | [9 empty] | Yes | [63 empty] | ADAM-03d5541222ec4e60b171ab5900c2ef3b | https://www.assets.signify.com/is/image/PhilipsLighting/209a24ae1a5b4c7bb221ab5900c2f036 | ADAM-bb283b4a6f884e7b9c0babb70102b4da | https://www.assets.signify.com/is/content/PhilipsLighting/fp929002349802-pss-global | ADAM-eb93d121f3c24594990dab5900c2ec02 | https://www.assets.signify.com/is/image/PhilipsLighting/2524ebfdb7d74b9b9b31ab5900c2ee08 |  |  | ADAM-51161843caab4cc5bc58af1700829c8d | https://www.assets.signify.com/is/content/Signify/e9d5500fffee468fb85baf170082a905 |  |  |  |  | ADAM-5f6f77a59733490c90c8ab5900c2f71c | https://www.docs.signify.com/assets/ies/ledtforce_13w_ed75_e27_840-ies.ies | [8 empty] | ADAM-a958bafbd9d0432dbc55adad01783d70 | https://www.assets.signify.com/is/content/Signify/91fd6283cd5e4a4ba0eeadad0178405f | ADAM-e2a0ad86b65048418a7dabb700f8339c | https://www.assets.signify.com/is/content/PhilipsLighting/fp929002349802-gis-global |  |  |  |  | ADAM-12e2929bd9434f04b1b4b01500d914a5;ADAM-07a298f434c64317b47eb0190077b848 | https://www.assets.signify.com/is/content/Signify/fe054dd74c2047dcad34b01500d914a3;https://www.assets.signify.com/is/content/Signify/edc13fff1cc74a568a29b0190077ba4d | ADAM-ad7b42b4ec804c7585a1afb1005f33ba;ADAM-3588369a6ad64c3fb282b02900d8027a | https://www.assets.signify.com/is/content/Signify/4b1e838df6c048789a3fafb1005f44a7;https://www.assets.signify.com/is/content/Signify/4e1380eb83c64465bc0eb02900d80277 |  |  |  |  | D | 2000 lumen |  | 840 ¦ CCT of 4000K | 80 | 4000 K | 13 W | 153.00 lm/W | 50 to 60 Hz |  | 2000 lumen | 25000 hour(s) | 13 W | 0.5 |  | 15000 |  | 0.5 s | 50 W | https://www.lighting.philips.com/link/929002349802_EU/prd/aa/en
FP-929002349902 | TForce Core LED HPL 18W E27 830 FR | 929002349902 | 2019-08-19 00:00:00 |  |  |  | 300 degree(s) | ED75 ¦ ED 75mm | E27 ¦ E27 | 3000 K | White (WH) | 170 mA | <lt/>6 | 75 mm | No | 18 kWh | 0.7 % |  |  | 180 mm | 0.5 s |  |  | -20 °C to 45 °C | [9 empty] | Yes | [63 empty] | ADAM-03d5541222ec4e60b171ab5900c2ef3b | https://www.assets.signify.com/is/image/PhilipsLighting/209a24ae1a5b4c7bb221ab5900c2f036 | ADAM-d3974682525c4f04a728abb70101e5f5 | https://www.assets.signify.com/is/content/PhilipsLighting/fp929002349902-pss-global | ADAM-eb93d121f3c24594990dab5900c2ec02 | https://www.assets.signify.com/is/image/PhilipsLighting/2524ebfdb7d74b9b9b31ab5900c2ee08 |  |  | ADAM-51161843caab4cc5bc58af1700829c8d | https://www.assets.signify.com/is/content/Signify/e9d5500fffee468fb85baf170082a905 |  |  |  |  | ADAM-5ad52acfee294d199288ab5900c2fac3 | https://www.docs.signify.com/assets/ies/ledtforce_18w_ed75_e27_830-ies.ies | [8 empty] | ADAM-a1fbe794e935424a83c4adad01730d4a | https://www.assets.signify.com/is/content/Signify/20e910ea39ee4ffbbf7dadad01730f1b | ADAM-f8819a54c05e41ac8174abb700f7f9aa | https://www.assets.signify.com/is/content/PhilipsLighting/fp929002349902-gis-global |  |  |  |  | ADAM-12e2929bd9434f04b1b4b01500d914a5;ADAM-07a298f434c64317b47eb0190077b848 | https://www.assets.signify.com/is/content/Signify/fe054dd74c2047dcad34b01500d914a3;https://www.assets.signify.com/is/content/Signify/edc13fff1cc74a568a29b0190077ba4d | ADAM-ad7b42b4ec804c7585a1afb1005f33ba;ADAM-3588369a6ad64c3fb282b02900d8027a | https://www.assets.signify.com/is/content/Signify/4b1e838df6c048789a3fafb1005f44a7;https://www.assets.signify.com/is/content/Signify/4e1380eb83c64465bc0eb02900d80277 |  |  |  |  | C | 3000 lumen |  | 830 ¦ CCT of 3000K | 80 | 3000 K | 18 W | 166 lm/W | 50 to 60 Hz |  | 3000 lumen | 25000 hour(s) | 18 W | 0.5 |  | 15000 |  | 0.5 s | 80 W | https://www.lighting.philips.com/link/929002349902_EU/prd/aa/en
FP-929002350002 | TForce Core LED HPL 18W E27 840 FR | 929002350002 | 2019-08-19 00:00:00 |  |  |  | 300 degree(s) | ED75 ¦ ED 75mm | E27 ¦ E27 | 4000 K | Cool White (CW) | 170 mA | <lt/>6 | 75 mm | No | 18 kWh | 0.7 % |  |  | 180 mm | 0.5 s |  |  | -20 °C to 45 °C | [9 empty] | Yes | [63 empty] | ADAM-03d5541222ec4e60b171ab5900c2ef3b | https://www.assets.signify.com/is/image/PhilipsLighting/209a24ae1a5b4c7bb221ab5900c2f036 | ADAM-7c9f187549ea4053a213abb70103d4ff | https://www.assets.signify.com/is/content/PhilipsLighting/fp929002350002-pss-global | ADAM-eb93d121f3c24594990dab5900c2ec02 | https://www.assets.signify.com/is/image/PhilipsLighting/2524ebfdb7d74b9b9b31ab5900c2ee08 |  |  | ADAM-51161843caab4cc5bc58af1700829c8d | https://www.assets.signify.com/is/content/Signify/e9d5500fffee468fb85baf170082a905 |  |  |  |  | ADAM-faa9ffad76b748f29ca6ab5900c2ff4e | https://www.docs.signify.com/assets/ies/ledtforce_18w_ed75_e27_840-ies.ies | [8 empty] | ADAM-6dea35d9a37c488fb9d7adad017393a4 | https://www.assets.signify.com/is/content/Signify/bc3542d965744c919cb2adad01739622 | ADAM-df6c56120a47479d8b09abb700f7f63d | https://www.assets.signify.com/is/content/PhilipsLighting/fp929002350002-gis-global |  |  |  |  | ADAM-12e2929bd9434f04b1b4b01500d914a5;ADAM-07a298f434c64317b47eb0190077b848 | https://www.assets.signify.com/is/content/Signify/fe054dd74c2047dcad34b01500d914a3;https://www.assets.signify.com/is/content/Signify/edc13fff1cc74a568a29b0190077ba4d | ADAM-ad7b42b4ec804c7585a1afb1005f33ba;ADAM-3588369a6ad64c3fb282b02900d8027a | https://www.assets.signify.com/is/content/Signify/4b1e838df6c048789a3fafb1005f44a7;https://www.assets.signify.com/is/content/Signify/4e1380eb83c64465bc0eb02900d80277 |  |  |  |  | C | 3000 lumen |  | 840 ¦ CCT of 4000K | 80 | 4000 K | 18 W | 166 lm/W | 50 to 60 Hz |  | 3000 lumen | 25000 hour(s) | 18 W | 0.5 |  | 15000 |  | 0.5 s | 80 W | https://www.lighting.philips.com/link/929002350002_EU/prd/aa/en
FP-929002350102 | TForce Core LED HPL 26W E27 830 FR | 929002350102 | 2019-08-19 00:00:00 |  |  |  | 300 degree(s) | ED90 ¦ ED 90mm | E27 ¦ E27 | 3000 K | White (WH) | 145 mA | <lt/>6 | 90 mm | No | 26 kWh | 0.7 % |  |  | 245 mm | 0.5 s |  |  | -20 °C to 45 °C | [9 empty] | Yes | [63 empty] | ADAM-244ce40e89e448ef81a3ab5900c303ad | https://www.assets.signify.com/is/image/PhilipsLighting/150d34607f01481e93a2ab5900c304fa | ADAM-48f90f762e834c4baf7aabb70102a331 | https://www.assets.signify.com/is/content/PhilipsLighting/fp929002350102-pss-global | ADAM-2deec9d0ce7342f2aeaaab5900c301c5 | https://www.assets.signify.com/is/image/PhilipsLighting/8cf64136b90d43d48906ab5900c302cb |  |  | ADAM-51161843caab4cc5bc58af1700829c8d | https://www.assets.signify.com/is/content/Signify/e9d5500fffee468fb85baf170082a905 |  |  |  |  | ADAM-da4fd322b1ea4a9ba802ab5900c307af | https://www.docs.signify.com/assets/ies/ledtforce_26w_ed90_e27_830-ies.ies | [8 empty] | ADAM-311742cd91b04c2791e6adad0178a06c | https://www.assets.signify.com/is/content/Signify/5ba02233954d41caa6d6adad0178a28e | ADAM-1779d521d6a74502adbdabb700f7f860 | https://www.assets.signify.com/is/content/PhilipsLighting/fp929002350102-gis-global |  |  |  |  | ADAM-12e2929bd9434f04b1b4b01500d914a5;ADAM-07a298f434c64317b47eb0190077b848 | https://www.assets.signify.com/is/content/Signify/fe054dd74c2047dcad34b01500d914a3;https://www.assets.signify.com/is/content/Signify/edc13fff1cc74a568a29b0190077ba4d | ADAM-ad7b42b4ec804c7585a1afb1005f33ba;ADAM-3588369a6ad64c3fb282b02900d8027a | https://www.assets.signify.com/is/content/Signify/4b1e838df6c048789a3fafb1005f44a7;https://www.assets.signify.com/is/content/Signify/4e1380eb83c64465bc0eb02900d80277 |  |  |  |  | D | 4000 lumen |  | 830 ¦ CCT of 3000K | 80 | 3000 K | 26 W | 153 lm/W | 50 to 60 Hz |  | 4000 lumen | 25000 hour(s) | 26 W | 0.9 |  | 15000 |  | 0.5 s | 125 W | https://www.lighting.philips.com/link/929002350102_EU/prd/aa/en
FP-929002350202 | TForce Core LED HPL 26W E27 840 FR | 929002350202 | 2019-08-19 00:00:00 |  |  |  | 300 degree(s) | ED90 ¦ ED 90mm | E27 ¦ E27 | 4000 K | Cool White (CW) | 145 mA | <lt/>6 | 90 mm | No | 26 kWh | 0.7 % |  |  | 245 mm | 0.5 s |  |  | -20 °C to 45 °C | [9 empty] | Yes | [63 empty] | ADAM-244ce40e89e448ef81a3ab5900c303ad | https://www.assets.signify.com/is/image/PhilipsLighting/150d34607f01481e93a2ab5900c304fa | ADAM-13165267737143e5a025abb70102c427 | https://www.assets.signify.com/is/content/PhilipsLighting/fp929002350202-pss-global | ADAM-2deec9d0ce7342f2aeaaab5900c301c5 | https://www.assets.signify.com/is/image/PhilipsLighting/8cf64136b90d43d48906ab5900c302cb |  |  | ADAM-51161843caab4cc5bc58af1700829c8d | https://www.assets.signify.com/is/content/Signify/e9d5500fffee468fb85baf170082a905 |  |  |  |  | ADAM-ad3e52d149434f749246ab5900c3110c | https://www.docs.signify.com/assets/ies/ledtforce_26w_ed90_e27_840-ies.ies | [8 empty] | ADAM-6425d29f69a244108a6aadad0178eca0 | https://www.assets.signify.com/is/content/Signify/49d57d7bcf214414aeacadad0178ed78 | ADAM-36264a695bae4a83a857abb700f82823 | https://www.assets.signify.com/is/content/PhilipsLighting/fp929002350202-gis-global |  |  |  |  | ADAM-12e2929bd9434f04b1b4b01500d914a5;ADAM-07a298f434c64317b47eb0190077b848 | https://www.assets.signify.com/is/content/Signify/fe054dd74c2047dcad34b01500d914a3;https://www.assets.signify.com/is/content/Signify/edc13fff1cc74a568a29b0190077ba4d | ADAM-ad7b42b4ec804c7585a1afb1005f33ba;ADAM-3588369a6ad64c3fb282b02900d8027a | https://www.assets.signify.com/is/content/Signify/4b1e838df6c048789a3fafb1005f44a7;https://www.assets.signify.com/is/content/Signify/4e1380eb83c64465bc0eb02900d80277 |  |  |  |  | D | 4000 lumen |  | 840 ¦ CCT of 4000K | 80 | 4000 K | 26 W | 153 lm/W | 50 to 60 Hz |  | 4000 lumen | 25000 hour(s) | 26 W | 0.9 |  | 15000 |  | 0.5 s | 125 W | https://www.lighting.philips.com/link/929002350202_EU/prd/aa/en
FP-929002350702 | TForce LED HPI UN 95W E40 840 NB | 929002350702 | 2019-08-30 00:00:00 |  |  |  | 60 degree(s) | Others | E40 ¦ E40 | 4000 K | Cool White (CW) | 500 mA | <lt/>6 | 250 mm | No | 95 kWh | 70 % |  |  | 290 mm | 0.5 s |  |  | -20 °C to 45 °C | [9 empty] | Yes | [63 empty] | ADAM-bf24c91063b2457ea928ac2200aed230 | https://www.assets.signify.com/is/image/PhilipsLighting/21c23a51c9ea4e5bb7e0ac2200aedc37 | ADAM-c8e0c0a7807248ceb80aac3100b694b5 | https://www.assets.signify.com/is/content/PhilipsLighting/fp929002350702-pss-global | ADAM-17ce0b74a9e64126a112abd80112a609 | https://www.assets.signify.com/is/image/PhilipsLighting/eca2006e3c9d46b3a554abd80112a873 |  |  | ADAM-bfc1e209167c4104ac2aae91009a38ea | https://www.assets.signify.com/is/content/Signify/6aa92498ec664ac29cffae91009a3e13 |  |  |  |  | ADAM-d0583ca5599c4fdbab0aabf30126d8ba | https://www.docs.signify.com/assets/ies/ledtforce_hpi_95w_others_e40_840_60d-ies.ies | [8 empty] | ADAM-8e905405de3a4b7fa36badad0173f9bc | https://www.assets.signify.com/is/content/Signify/0fe2810111eb44d08557adad0173fad2 | ADAM-2c5591b2de5247f9b55fac3100b6887b | https://www.assets.signify.com/is/content/PhilipsLighting/fp929002350702-gis-global |  |  |  |  | ADAM-12e2929bd9434f04b1b4b01500d914a5 | https://www.assets.signify.com/is/content/Signify/fe054dd74c2047dcad34b01500d914a3 | ADAM-b1072d624f894e37ae84af3200800ae8;ADAM-3588369a6ad64c3fb282b02900d8027a | https://www.assets.signify.com/is/content/Signify/d31d52aebc5f450ba95daf32008015b4;https://www.assets.signify.com/is/content/Signify/4e1380eb83c64465bc0eb02900d80277 |  |  |  |  | F | 13000 lumen |  | 840 ¦ CCT of 4000K | 80 | 4000 K | 95 W | 136 lm/W | 50 Hz |  | 13000 lumen | 50000 hour(s) | 95 W | 0.9 |  | 50000 |  | 1 s | 250 W | https://www.lighting.philips.com/link/929002350702_EU/prd/aa/en
FP-929002350802 | TForce LED HPI UN 95W E40 840 WB | 929002350802 | 2019-08-30 00:00:00 |  |  |  | 120 degree(s) | Others | E40 ¦ E40 | 4000 K | Cool White (CW) | 500 mA | <lt/>6 | 250 mm | No | 95 kWh | 70 % |  |  | 290 mm | 0.5 s |  |  | -20 °C to 45 °C | [9 empty] | Yes | [63 empty] | ADAM-bf24c91063b2457ea928ac2200aed230 | https://www.assets.signify.com/is/image/PhilipsLighting/21c23a51c9ea4e5bb7e0ac2200aedc37 | ADAM-4d78c3123eb24c649803ac3100b685d3 | https://www.assets.signify.com/is/content/PhilipsLighting/fp929002350802-pss-global | ADAM-17ce0b74a9e64126a112abd80112a609 | https://www.assets.signify.com/is/image/PhilipsLighting/eca2006e3c9d46b3a554abd80112a873 |  |  | ADAM-bfc1e209167c4104ac2aae91009a38ea | https://www.assets.signify.com/is/content/Signify/6aa92498ec664ac29cffae91009a3e13 |  |  |  |  | ADAM-1e09237259014cc680f8abf30126d968 | https://www.docs.signify.com/assets/ies/ledtforce_hpi_95w_others_e40_840_120d-ies.ies | [8 empty] | ADAM-ec45a7661bcc4359a1e5adab00cf25b2 | https://www.assets.signify.com/is/content/Signify/5da0e20cd7bc48e9b871adab00cf26da | ADAM-c9f592dbec1c4013a008ac3100b68731 | https://www.assets.signify.com/is/content/PhilipsLighting/fp929002350802-gis-global |  |  |  |  | ADAM-12e2929bd9434f04b1b4b01500d914a5 | https://www.assets.signify.com/is/content/Signify/fe054dd74c2047dcad34b01500d914a3 | ADAM-b1072d624f894e37ae84af3200800ae8;ADAM-3588369a6ad64c3fb282b02900d8027a | https://www.assets.signify.com/is/content/Signify/d31d52aebc5f450ba95daf32008015b4;https://www.assets.signify.com/is/content/Signify/4e1380eb83c64465bc0eb02900d80277 |  |  |  |  | E | 13000 lumen |  | 840 ¦ CCT of 4000K | 80 | 4000 K | 95 W | 136 lm/W | 50 Hz |  | 13000 lumen | 50000 hour(s) | 95 W | 0.9 |  | 50000 |  | 1 s | 250 W | https://www.lighting.philips.com/link/929002350802_EU/prd/aa/en
FP-929002350902 | TForce LED HPI UN 140W E40 840 NB | 929002350902 | 2019-08-30 00:00:00 |  |  |  | 60 degree(s) | Others | E40 ¦ E40 | 4000 K | Cool White (CW) | 700 mA | <lt/>6 | 250 mm | No | 140 kWh | 70 % |  |  | 290 mm | 0.5 s |  |  | -20 °C to 45 °C | [9 empty] | Yes | [63 empty] | ADAM-bf24c91063b2457ea928ac2200aed230 | https://www.assets.signify.com/is/image/PhilipsLighting/21c23a51c9ea4e5bb7e0ac2200aedc37 | ADAM-150ad876fb134cf5b23dac3100b696d1 | https://www.assets.signify.com/is/content/PhilipsLighting/fp929002350902-pss-global | ADAM-17ce0b74a9e64126a112abd80112a609 | https://www.assets.signify.com/is/image/PhilipsLighting/eca2006e3c9d46b3a554abd80112a873 |  |  | ADAM-bfc1e209167c4104ac2aae91009a38ea | https://www.assets.signify.com/is/content/Signify/6aa92498ec664ac29cffae91009a3e13 |  |  |  |  | ADAM-58353400aa474b9c906dabf30126da0b | https://www.docs.signify.com/assets/ies/ledtforce_hpi_140w_others_e40_840_60d-ies.ies | [8 empty] | ADAM-1bf6dc65034a4246b4a4adad01744fc2 | https://www.assets.signify.com/is/content/Signify/84543aef792c46c29b83adad017450e5 | ADAM-99025ee6b548447bafe4ac3100b67def | https://www.assets.signify.com/is/content/PhilipsLighting/fp929002350902-gis-global |  |  |  |  | ADAM-12e2929bd9434f04b1b4b01500d914a5 | https://www.assets.signify.com/is/content/Signify/fe054dd74c2047dcad34b01500d914a3 | ADAM-b1072d624f894e37ae84af3200800ae8;ADAM-3588369a6ad64c3fb282b02900d8027a | https://www.assets.signify.com/is/content/Signify/d31d52aebc5f450ba95daf32008015b4;https://www.assets.signify.com/is/content/Signify/4e1380eb83c64465bc0eb02900d80277 |  |  |  |  | F | 20000 lumen |  | 840 ¦ CCT of 4000K | 80 | 4000 K | 140 W | 142 lm/W | 50 Hz |  | 20000 lumen | 50000 hour(s) | 140 W | 0.9 |  | 50000 |  | 1 s | 400 W | https://www.lighting.philips.com/link/929002350902_EU/prd/aa/en
FP-929002351002 | TForce LED HPI UN 140W E40 840 WB | 929002351002 | 2019-08-30 00:00:00 |  |  |  | 120 degree(s) | Others | E40 ¦ E40 | 4000 K | Cool White (CW) | 700 mA | <lt/>6 | 250 mm | No | 140 kWh | 70 % |  |  | 290 mm | 0.5 s |  |  | -20 °C to 45 °C | [9 empty] | Yes | [63 empty] | ADAM-bf24c91063b2457ea928ac2200aed230 | https://www.assets.signify.com/is/image/PhilipsLighting/21c23a51c9ea4e5bb7e0ac2200aedc37 | ADAM-ab765d2a7df5406dbb0fac3100b6846f | https://www.assets.signify.com/is/content/PhilipsLighting/fp929002351002-pss-global | ADAM-17ce0b74a9e64126a112abd80112a609 | https://www.assets.signify.com/is/image/PhilipsLighting/eca2006e3c9d46b3a554abd80112a873 |  |  | ADAM-bfc1e209167c4104ac2aae91009a38ea | https://www.assets.signify.com/is/content/Signify/6aa92498ec664ac29cffae91009a3e13 |  |  |  |  | ADAM-31eace1d0cd8463faf23abf30126db0a | https://www.docs.signify.com/assets/ies/ledtforce_hpi_140w_others_e40_840_120d-ies.ies | [8 empty] | ADAM-3d63218cbd47470eb27cadab00cfc88d | https://www.assets.signify.com/is/content/Signify/2c28cf5075824936940badab00cfcc16 | ADAM-bef32741c46a4251af8fac3100b68cb9 | https://www.assets.signify.com/is/content/PhilipsLighting/fp929002351002-gis-global |  |  |  |  | ADAM-12e2929bd9434f04b1b4b01500d914a5 | https://www.assets.signify.com/is/content/Signify/fe054dd74c2047dcad34b01500d914a3 | ADAM-b1072d624f894e37ae84af3200800ae8;ADAM-3588369a6ad64c3fb282b02900d8027a | https://www.assets.signify.com/is/content/Signify/d31d52aebc5f450ba95daf32008015b4;https://www.assets.signify.com/is/content/Signify/4e1380eb83c64465bc0eb02900d80277 |  |  |  |  | D | 20000 lumen |  | 840 ¦ CCT of 4000K | 80 | 4000 K | 140 W | 142 lm/W | 50 Hz |  | 20000 lumen | 50000 hour(s) | 140 W | 0.9 |  | 50000 |  | 1 s | 400 W | https://www.lighting.philips.com/link/929002351002_EU/prd/aa/en
FP-929002352002 | MAS LEDtube HF 1200mm HO 26W 830 T5 OE | 929002352002 | 2019-08-14 00:00:00 |  |  |  | 200 degree(s) | Tube, double-ended | G5 ¦ G5 | 3000 K | White (WH) |  | <lt/>6 | 19 mm | Yes - Check ballast compatibility | 26 kWh | 70 % |  |  | 1163 mm | 0.5 s |  |  | -20 °C to 45 °C | [9 empty] | Yes | [63 empty] | ADAM-1dfe2bf79e9f459f8ef3ac39010c520d | https://www.assets.signify.com/is/image/PhilipsLighting/1263f77fa5c44ecd9bfbac39010c5494 | ADAM-5e6c111c86ff40329f63ac1300b83f06 | https://www.assets.signify.com/is/content/PhilipsLighting/fp929002352002-pss-global | ADAM-20161212150217384 | https://www.assets.signify.com/is/image/PhilipsLighting/6eba304c25944252a4f1a6da00e6dcc0 |  |  | ADAM-26491c9f11bb48bcb71cae7600a04df9 | https://www.assets.signify.com/is/content/Signify/400a017770dc4e1092d6ae7600a04fe7 |  |  |  |  | ADAM-7a05713f9151461bbbdcabf2010e15cf | https://www.docs.signify.com/assets/ies/ledtube_mas_26w_g5_3700lm_830_1200mm-ies.ies | [8 empty] | ADAM-4cdd6eccd11d4298b30cafa80093183c | https://www.assets.signify.com/is/content/Signify/54cfdc5c2c13436e9757afa800931d5f | ADAM-4115beb8b9414ca18714ac1300a5e62d | https://www.assets.signify.com/is/content/PhilipsLighting/fp929002352002-gis-global |  |  |  |  | ADAM-2ece555efbbf4aefbb3caf18008818e3 | https://www.assets.signify.com/is/content/Signify/e2eb215900ac42b5a6fbaf180088204b | ADAM-309636f24cfc4864b058a9cb009d7911;ADAM-dd5b1cb345fa4da8bcdcaf32007fbb42;ADAM-731bc415f50643bfb162afb1005f46bf | https://www.assets.signify.com/is/content/PhilipsLighting/b2c46da35c8942ebbb1fa9cb009d8ce0;https://www.assets.signify.com/is/content/Signify/31ac9375c9ba48fe9dadaf32007fc97e;https://www.assets.signify.com/is/content/Signify/b3f45ed33c824d508503afb1005f4a1f |  |  |  |  | E | 3700 lumen |  | 830 ¦ CCT of 3000K | 80 | 3000 K | 26 W | 142.00 lm/W | 30K to 60K Hz |  | 3700 lumen | 60000 hour(s) | 26 W | 0.9 |  | 50000 |  | 0.5 s |  | https://www.lighting.philips.com/link/929002352002_EU/prd/aa/en
FP-929002352102 | MAS LEDtube HF 1200mm HO 26W 840 T5 OE | 929002352102 | 2019-08-14 00:00:00 |  |  |  | 200 degree(s) | Tube, double-ended | G5 ¦ G5 | 4000 K | Cool White (CW) |  | <lt/>6 | 19 mm | Yes - Check ballast compatibility | 26 kWh | 70 % |  |  | 1163 mm | 0.5 s |  |  | -20 °C to 45 °C | [9 empty] | Yes | [63 empty] | ADAM-1dfe2bf79e9f459f8ef3ac39010c520d | https://www.assets.signify.com/is/image/PhilipsLighting/1263f77fa5c44ecd9bfbac39010c5494 | ADAM-bc42e157a81042209a30ac1300b8970a | https://www.assets.signify.com/is/content/PhilipsLighting/fp929002352102-pss-global | ADAM-20161212150217384 | https://www.assets.signify.com/is/image/PhilipsLighting/6eba304c25944252a4f1a6da00e6dcc0 |  |  | ADAM-26491c9f11bb48bcb71cae7600a04df9 | https://www.assets.signify.com/is/content/Signify/400a017770dc4e1092d6ae7600a04fe7 |  |  |  |  | ADAM-0e3b3b23d01646918ffbabf2010e167a | https://www.docs.signify.com/assets/ies/ledtube_mas_26w_g5_3900lm_840_1200mm-ies.ies | [8 empty] | ADAM-4c62df81fc29484b8338afa80093a9f7 | https://www.assets.signify.com/is/content/Signify/7a8a727c815b40eb82d2afa80093ab16 | ADAM-8a7cdb1afe2943b6bf47ac1300a5cf01 | https://www.assets.signify.com/is/content/PhilipsLighting/fp929002352102-gis-global |  |  |  |  | ADAM-2ece555efbbf4aefbb3caf18008818e3 | https://www.assets.signify.com/is/content/Signify/e2eb215900ac42b5a6fbaf180088204b | ADAM-309636f24cfc4864b058a9cb009d7911;ADAM-dd5b1cb345fa4da8bcdcaf32007fbb42;ADAM-731bc415f50643bfb162afb1005f46bf | https://www.assets.signify.com/is/content/PhilipsLighting/b2c46da35c8942ebbb1fa9cb009d8ce0;https://www.assets.signify.com/is/content/Signify/31ac9375c9ba48fe9dadaf32007fc97e;https://www.assets.signify.com/is/content/Signify/b3f45ed33c824d508503afb1005f4a1f |  |  |  |  | D | 3900 lumen |  | 840 ¦ CCT of 4000K | 80 | 4000 K | 26 W | 150 lm/W | 30K to 60K Hz |  | 3900 lumen | 60000 hour(s) | 26 W | 0.9 |  | 50000 |  | 0.5 s |  | https://www.lighting.philips.com/link/929002352102_EU/prd/aa/en
FP-929002352202 | MAS LEDtube HF 1200mm HO 26W 865 T5 OE | 929002352202 | 2019-08-14 00:00:00 |  |  |  | 200 degree(s) | Tube, double-ended | G5 ¦ G5 | 6500 K | Cool Daylight |  | <lt/>6 | 19 mm | Yes - Check ballast compatibility | 26 kWh | 70 % |  |  | 1163 mm | 0.5 s |  |  | -20 °C to 45 °C | [9 empty] | Yes | [63 empty] | ADAM-1dfe2bf79e9f459f8ef3ac39010c520d | https://www.assets.signify.com/is/image/PhilipsLighting/1263f77fa5c44ecd9bfbac39010c5494 | ADAM-1010647ec3c8441b916dac1300b68e2d | https://www.assets.signify.com/is/content/PhilipsLighting/fp929002352202-pss-global | ADAM-20161212150217384 | https://www.assets.signify.com/is/image/PhilipsLighting/6eba304c25944252a4f1a6da00e6dcc0 |  |  | ADAM-26491c9f11bb48bcb71cae7600a04df9 | https://www.assets.signify.com/is/content/Signify/400a017770dc4e1092d6ae7600a04fe7 |  |  |  |  | ADAM-686b2e6e9a054289a0afabf2010e1710 | https://www.docs.signify.com/assets/ies/ledtube_mas_26w_g5_3900lm_865_1200mm-ies.ies | [8 empty] | ADAM-6094acc1cf70468fb9c5afa800943f59 | https://www.assets.signify.com/is/content/Signify/26c454fdcb9944988ee2afa8009440b4 | ADAM-02905fb852484b0b8d92ac1300a5cfd8 | https://www.assets.signify.com/is/content/PhilipsLighting/fp929002352202-gis-global |  |  |  |  | ADAM-2ece555efbbf4aefbb3caf18008818e3 | https://www.assets.signify.com/is/content/Signify/e2eb215900ac42b5a6fbaf180088204b | ADAM-309636f24cfc4864b058a9cb009d7911;ADAM-dd5b1cb345fa4da8bcdcaf32007fbb42;ADAM-731bc415f50643bfb162afb1005f46bf | https://www.assets.signify.com/is/content/PhilipsLighting/b2c46da35c8942ebbb1fa9cb009d8ce0;https://www.assets.signify.com/is/content/Signify/31ac9375c9ba48fe9dadaf32007fc97e;https://www.assets.signify.com/is/content/Signify/b3f45ed33c824d508503afb1005f4a1f |  |  |  |  | D | 3900 lumen |  | 865 ¦ CCT of 6500K | 80 | 6500 K | 26 W | 150 lm/W | 30K to 60K Hz |  | 3900 lumen | 60000 hour(s) | 26 W | 0.9 |  | 50000 |  | 0.5 s |  | https://www.lighting.philips.com/link/929002352202_EU/prd/aa/en
FP-929002352302 | MAS LEDtube HF 1500mm HO 26W 830 T5 OE | 929002352302 | 2019-08-14 00:00:00 |  |  |  | 200 degree(s) | Tube, double-ended | G5 ¦ G5 | 3000 K | White (WH) |  | <lt/>6 | 19 mm | Yes - Check ballast compatibility | 26 kWh | 70 % |  |  | 1463 mm | 0.5 s |  |  | -20 °C to 45 °C | [9 empty] | Yes | [63 empty] | ADAM-1dfe2bf79e9f459f8ef3ac39010c520d | https://www.assets.signify.com/is/image/PhilipsLighting/1263f77fa5c44ecd9bfbac39010c5494 | ADAM-26cf8e2b209b4921a846ac1300bb2aed | https://www.assets.signify.com/is/content/PhilipsLighting/fp929002352302-pss-global | ADAM-20161212150217384 | https://www.assets.signify.com/is/image/PhilipsLighting/6eba304c25944252a4f1a6da00e6dcc0 |  |  | ADAM-26491c9f11bb48bcb71cae7600a04df9 | https://www.assets.signify.com/is/content/Signify/400a017770dc4e1092d6ae7600a04fe7 |  |  |  |  | ADAM-e5c4b5f4ffdd42a399bbabf2010e17a8 | https://www.docs.signify.com/assets/ies/ledtube_mas_26w_g5_3700lm_830_1500mm-ies.ies | [8 empty] | ADAM-1e961acb205b45c995dcafa80094d3fb | https://www.assets.signify.com/is/content/Signify/23c0336fb2fa491cba29afa80094d535 | ADAM-301f60fda1aa41cab1f2ac1300a5eaef | https://www.assets.signify.com/is/content/PhilipsLighting/fp929002352302-gis-global |  |  |  |  | ADAM-2ece555efbbf4aefbb3caf18008818e3 | https://www.assets.signify.com/is/content/Signify/e2eb215900ac42b5a6fbaf180088204b | ADAM-309636f24cfc4864b058a9cb009d7911;ADAM-dd5b1cb345fa4da8bcdcaf32007fbb42;ADAM-731bc415f50643bfb162afb1005f46bf | https://www.assets.signify.com/is/content/PhilipsLighting/b2c46da35c8942ebbb1fa9cb009d8ce0;https://www.assets.signify.com/is/content/Signify/31ac9375c9ba48fe9dadaf32007fc97e;https://www.assets.signify.com/is/content/Signify/b3f45ed33c824d508503afb1005f4a1f |  |  |  |  | E | 3700 lumen |  | 830 ¦ CCT of 3000K | 80 | 3000 K | 26 W | 142.00 lm/W | 20K to 140K Hz |  | 3700 lumen | 60000 hour(s) | 26 W | 0.9 |  | 50000 |  | 0.5 s |  | https://www.lighting.philips.com/link/929002352302_EU/prd/aa/en
FP-929002352402 | MAS LEDtube HF 1500mm HO 26W 840 T5 OE | 929002352402 | 2019-08-14 00:00:00 |  |  |  | 200 degree(s) | Tube, double-ended | G5 ¦ G5 | 4000 K | Cool White (CW) |  | <lt/>6 | 19 mm | Yes - Check ballast compatibility | 26 kWh | 70 % |  |  | 1463 mm | 0.5 s |  |  | -20 °C to 45 °C | [9 empty] | Yes | [63 empty] | ADAM-1dfe2bf79e9f459f8ef3ac39010c520d | https://www.assets.signify.com/is/image/PhilipsLighting/1263f77fa5c44ecd9bfbac39010c5494 | ADAM-3cc03247c6b646cd9e26ac1300b8c0fd | https://www.assets.signify.com/is/content/PhilipsLighting/fp929002352402-pss-global | ADAM-20161212150217384 | https://www.assets.signify.com/is/image/PhilipsLighting/6eba304c25944252a4f1a6da00e6dcc0 |  |  | ADAM-26491c9f11bb48bcb71cae7600a04df9 | https://www.assets.signify.com/is/content/Signify/400a017770dc4e1092d6ae7600a04fe7 |  |  |  |  | ADAM-00cd2acd788d4ddaac3babf2010e194e | https://www.docs.signify.com/assets/ies/ledtube_mas_26w_g5_3900lm_840_1500mm-ies.ies | [8 empty] | ADAM-208a6ee7cf5e442eaa8eafa80095492b | https://www.assets.signify.com/is/content/Signify/7aaf33513a5a48b28f66afa800954bb5 | ADAM-4aa57c1ada7642c88925ac1300a5b3e6 | https://www.assets.signify.com/is/content/PhilipsLighting/fp929002352402-gis-global |  |  |  |  | ADAM-2ece555efbbf4aefbb3caf18008818e3 | https://www.assets.signify.com/is/content/Signify/e2eb215900ac42b5a6fbaf180088204b | ADAM-309636f24cfc4864b058a9cb009d7911;ADAM-dd5b1cb345fa4da8bcdcaf32007fbb42;ADAM-731bc415f50643bfb162afb1005f46bf | https://www.assets.signify.com/is/content/PhilipsLighting/b2c46da35c8942ebbb1fa9cb009d8ce0;https://www.assets.signify.com/is/content/Signify/31ac9375c9ba48fe9dadaf32007fc97e;https://www.assets.signify.com/is/content/Signify/b3f45ed33c824d508503afb1005f4a1f |  |  |  |  | D | 3900 lumen |  | 840 ¦ CCT of 4000K | 80 | 4000 K | 26 W | 150 lm/W | 20K to 140K Hz |  | 3900 lumen | 60000 hour(s) | 26 W | 0.9 |  | 50000 |  | 0.5 s |  | https://www.lighting.philips.com/link/929002352402_EU/prd/aa/en
FP-929002352502 | MAS LEDtube HF 1500mm HO 26W 865 T5 OE | 929002352502 | 2019-08-14 00:00:00 |  |  |  | 200 degree(s) | Tube, double-ended | G5 ¦ G5 | 6500 K | Cool Daylight |  | <lt/>6 | 19 mm | Yes - Check ballast compatibility | 26 kWh | 70 % |  |  | 1463 mm | 0.5 s |  |  | -20 °C to 45 °C | [9 empty] | Yes | [63 empty] | ADAM-1dfe2bf79e9f459f8ef3ac39010c520d | https://www.assets.signify.com/is/image/PhilipsLighting/1263f77fa5c44ecd9bfbac39010c5494 | ADAM-6b8b48a967714bbeae8aac1a00a3945f | https://www.assets.signify.com/is/content/PhilipsLighting/fp929002352502-pss-global | ADAM-20161212150217384 | https://www.assets.signify.com/is/image/PhilipsLighting/6eba304c25944252a4f1a6da00e6dcc0 |  |  | ADAM-26491c9f11bb48bcb71cae7600a04df9 | https://www.assets.signify.com/is/content/Signify/400a017770dc4e1092d6ae7600a04fe7 |  |  |  |  | ADAM-26574fee7b46450ea309abf2010e19e7 | https://www.docs.signify.com/assets/ies/ledtube_mas_26w_g5_3900lm_865_1500mm-ies.ies | [8 empty] | ADAM-71af7b5469aa4cceba3cafa80095aeb1 | https://www.assets.signify.com/is/content/Signify/c2e83428f8da4f818405afa80095b062 | ADAM-c668d57bce4a46a6ada3ac1a009dbe98 | https://www.assets.signify.com/is/content/PhilipsLighting/fp929002352502-gis-global |  |  |  |  | ADAM-2ece555efbbf4aefbb3caf18008818e3 | https://www.assets.signify.com/is/content/Signify/e2eb215900ac42b5a6fbaf180088204b | ADAM-309636f24cfc4864b058a9cb009d7911;ADAM-dd5b1cb345fa4da8bcdcaf32007fbb42;ADAM-731bc415f50643bfb162afb1005f46bf | https://www.assets.signify.com/is/content/PhilipsLighting/b2c46da35c8942ebbb1fa9cb009d8ce0;https://www.assets.signify.com/is/content/Signify/31ac9375c9ba48fe9dadaf32007fc97e;https://www.assets.signify.com/is/content/Signify/b3f45ed33c824d508503afb1005f4a1f |  |  |  |  | D | 3900 lumen |  | 865 ¦ CCT of 6500K | 80 | 6500 K | 26 W | 150 lm/W | 20K to 140K Hz |  | 3900 lumen | 60000 hour(s) | 26 W | 0.9 |  | 50000 |  | 0.5 s |  | https://www.lighting.philips.com/link/929002352502_EU/prd/aa/en
FP-929002370801 | LED classic 60W G93 E27 WW FR ND RFSRT4 | 929002370801 | 2019-09-27 00:00:00 |  |  |  |  | G93 ¦ G 93mm | E27 ¦ E27 | 2700 K | Warm White (WW) | 60 mA | <lt/>6 | 95 mm | No | 7 kWh | 70 % |  |  | 140 mm | 0.5 s | [76 empty] | ADAM-1c15752495e749e0a50dabce0136412d | https://www.assets.signify.com/is/image/Signify/408f125ae8484431b48babce01364229 | ADAM-0e614324c1174ab4bce2ac7d016f4f45 | https://www.assets.signify.com/is/content/PhilipsLighting/fp929002370801-pss-global | ADAM-8d51ca137d264d3b94c3aabc0073667f | https://www.assets.signify.com/is/image/PhilipsLighting/604c202c112248a4860baabc0073688d | [8 empty] | ADAM-10f19394f82549f4813fac7b004fb94e | https://www.docs.signify.com/assets/ies/ledbulb_cla_7w_g93_e27_827_fr-ies.ies | [8 empty] | ADAM-c48ec9d3ba1a44eb8897adad00d6a206 | https://www.assets.signify.com/is/content/Signify/2331ec25210d4f24b20aadad00d6a344 | ADAM-6b25162c28b742be9841ac7d016602a0 | https://www.assets.signify.com/is/content/PhilipsLighting/fp929002370801-gis-global | [12 empty] | E | 806 lumen |  | 827 ¦ CCT of 2700K | 80 | 2700 K | 7 W | 115.00 lm/W | 50 to 60 Hz |  | 806 lumen | 15000 hour(s) | 7 W | 0.51 | 15000 hour(s) | 20000 |  | 0.5 s | 60 W | https://www.lighting.philips.com/link/929002370801_EU/prd/aa/en
FP-929002371502 | CorePro LEDBulbND 120W E27 A67 827 CL G | 929002371502 | 2020-12-15 00:00:00 |  |  |  |  | A67 ¦ A 67mm | E27 ¦ E27 | 2700 K | Warm White (WW) | 120 mA | <lt/>6 | 70 mm | No | 13 kWh | 70 % |  |  | 121 mm | 0.5 s | [12 empty] | Yes | [63 empty] | ADAM-a49b6fe895ee484fa569abdc01266dcb | https://www.assets.signify.com/is/image/Signify/8e9ddbe930cc459292bcabdc01266e9c | ADAM-42532fc8de82412298dbad78006279dc | https://www.assets.signify.com/is/content/Signify/fp929002371502-pss-global | ADAM-23df6f30f1644b7ab12dabf00055e773 | https://www.assets.signify.com/is/image/PhilipsLighting/950a92f9d2554840a2a6abf00055e9b2 | [8 empty] | ADAM-a7f82a0f6ed345dfb659abf00055fadb | https://www.docs.signify.com/assets/ies/ledbulb_13w_a67_e27_827_cl-ies.ies | [8 empty] | ADAM-57d7b5ccf8904bf1b80aadad00d1d089 | https://www.assets.signify.com/is/content/Signify/a428ad43a38d4e5c886fadad00d1d179 | ADAM-5017ade63c2d4aa2b3a4ad7f00e305bd | https://www.assets.signify.com/is/content/Signify/fp929002371502-gis-global | [12 empty] | D | 2000 lumen |  | 827 ¦ CCT of 2700K | 80 | 2700 K | 13 W | 153.00 lm/W | 50 to 60 Hz |  | 2000 lumen | 15000 hour(s) | 13 W | 0.51 |  | 20000 |  | 0.5 s | 120 W | https://www.lighting.philips.com/link/929002371502_EU/prd/aa/en
FP-929002371602 | CorePro LEDBulbND 120W E27 A67 840 CL G | 929002371602 | 2020-12-15 00:00:00 |  |  |  |  | A67 ¦ A 67mm | E27 ¦ E27 | 4000 K | Cool White (CW) | 120 mA | <lt/>6 | 70 mm | No | 13 kWh | 70 % |  |  | 121 mm | 0.5 s | [12 empty] | Yes | [63 empty] | ADAM-a49b6fe895ee484fa569abdc01266dcb | https://www.assets.signify.com/is/image/Signify/8e9ddbe930cc459292bcabdc01266e9c | ADAM-e2776311de8846fbb9a7ad78006533dd | https://www.assets.signify.com/is/content/Signify/fp929002371602-pss-global | ADAM-23df6f30f1644b7ab12dabf00055e773 | https://www.assets.signify.com/is/image/PhilipsLighting/950a92f9d2554840a2a6abf00055e9b2 | [8 empty] | ADAM-531abf1242604baeb689abf00055fb86 | https://www.docs.signify.com/assets/ies/ledbulb_13w_a67_e27_840_cl-ies.ies | [8 empty] | ADAM-bebe36323c704dc8afeeadad00d235bb | https://www.assets.signify.com/is/content/Signify/773847684ffe4b229174adad00d2374e | ADAM-111eee8abb784aea9823ad7f00e654de | https://www.assets.signify.com/is/content/Signify/fp929002371602-gis-global | [12 empty] | D | 2000 lumen |  | 840 ¦ CCT of 4000K | 80 | 4000 K | 13 W | 153.00 lm/W | 50 to 60 Hz |  | 2000 lumen | 15000 hour(s) | 13 W | 0.51 |  | 20000 |  | 0.5 s | 120 W | https://www.lighting.philips.com/link/929002371602_EU/prd/aa/en
FP-929002371801 | LED classic 120W A67 E27 WW FR NDRFSRT4 | 929002371801 | 2019-09-27 00:00:00 |  |  |  |  | A67 ¦ A 67mm | E27 ¦ E27 | 2700 K | Warm White (WW) | 120 mA | <lt/>6 | 70 mm | No | 13 kWh | 70 % |  |  | 121 mm | 0.5 s | [76 empty] | ADAM-5a8617eae6fd417eb72bad6e006edcf1 | https://www.assets.signify.com/is/image/Signify/536e8dba13df49499116ad6e006edde9 | ADAM-e37690044e064fb5bf1cac1a00a2df38 | https://www.assets.signify.com/is/content/PhilipsLighting/fp929002371801-pss-global | ADAM-23df6f30f1644b7ab12dabf00055e773 | https://www.assets.signify.com/is/image/PhilipsLighting/950a92f9d2554840a2a6abf00055e9b2 | [8 empty] | ADAM-1e3686eae92e47de8f15abf00055fc1f | https://www.docs.signify.com/assets/ies/ledbulb_13w_a67_e27_827_fr-ies.ies | [8 empty] | ADAM-a0a64b5c65ec41258ba7adad00d399c1 | https://www.assets.signify.com/is/content/Signify/ef1bc2b4059f4e5a814cadad00d39b8c | ADAM-c56cc13d52fd49f3b7efac1a009d8a96 | https://www.assets.signify.com/is/content/PhilipsLighting/fp929002371801-gis-global | [12 empty] | D | 2000 lumen |  | 827 ¦ CCT of 2700K | 80 | 2700 K | 13 W | 153.00 lm/W | 50 to 60 Hz |  | 2000 lumen | 15000 hour(s) | 13 W | 0.51 | 15000 hour(s) | 20000 |  | 0.5 s | 120 W | https://www.lighting.philips.com/link/929002371801_EU/prd/aa/en
FP-929002371901 | LED classic 120W A67 E27 CW FR NDRF1SRT4 | 929002371901 | 2019-09-27 00:00:00 |  |  |  |  | A67 ¦ A 67mm | E27 ¦ E27 | 4000 K | Cool White (CW) | 120 mA | <lt/>6 | 70 mm | No | 13 kWh | 70 % |  |  | 121 mm | 0.5 s | [76 empty] | ADAM-5a8617eae6fd417eb72bad6e006edcf1 | https://www.assets.signify.com/is/image/Signify/536e8dba13df49499116ad6e006edde9 | ADAM-e3c0e766f5484dd389b0ac1a00a78c15 | https://www.assets.signify.com/is/content/PhilipsLighting/fp929002371901-pss-global | ADAM-23df6f30f1644b7ab12dabf00055e773 | https://www.assets.signify.com/is/image/PhilipsLighting/950a92f9d2554840a2a6abf00055e9b2 | [8 empty] | ADAM-ef208deb79b342dfbe65abf00055fcbd | https://www.docs.signify.com/assets/ies/ledbulb_13w_a67_e27_840_fr-ies.ies | [8 empty] | ADAM-580744384b2a45bf9d26adad00d400a6 | https://www.assets.signify.com/is/content/Signify/1044637849264146a526adad00d401b1 | ADAM-be697a82d6414eb98538ac1a009d59d2 | https://www.assets.signify.com/is/content/PhilipsLighting/fp929002371901-gis-global | [12 empty] | D | 2000 lumen |  | 840 ¦ CCT of 4000K | 80 | 4000 K | 13 W | 153.00 lm/W | 50 to 60 Hz |  | 2000 lumen | 15000 hour(s) | 13 W | 0.51 | 15000 hour(s) | 20000 |  | 0.5 s | 120 W | https://www.lighting.philips.com/link/929002371901_EU/prd/aa/en
FP-929002372001 | LED classic 120W A67 E27 CDL FR ND 1SRT4 | 929002372001 | 2019-09-27 00:00:00 |  |  |  |  | A67 ¦ A 67mm | E27 ¦ E27 | 6500 K | Cool Daylight | 120 mA | <lt/>6 | 70 mm | No | 13 kWh | 70 % |  |  | 121 mm | 0.5 s | [76 empty] | ADAM-0a3975bac7e14214ac43abdc012671e1 | https://www.assets.signify.com/is/image/Signify/fe32d7a960bd4938b51cabdc012672e8 | ADAM-e1e12d77dc634e089121ac1a00a56fd7 | https://www.assets.signify.com/is/content/PhilipsLighting/fp929002372001-pss-global | ADAM-23df6f30f1644b7ab12dabf00055e773 | https://www.assets.signify.com/is/image/PhilipsLighting/950a92f9d2554840a2a6abf00055e9b2 | [8 empty] | ADAM-3aa4affe461c435b905eabf00055fd5c | https://www.docs.signify.com/assets/ies/ledbulb_13w_a67_e27_865_fr-ies.ies | [8 empty] | ADAM-c69a1561a62646dfbf90adad00d459de | https://www.assets.signify.com/is/content/Signify/dcc1bf77ad34487fbcacadad00d45afc | ADAM-f0a7faab561542b083ebac1a009d61bd | https://www.assets.signify.com/is/content/PhilipsLighting/fp929002372001-gis-global | [12 empty] | D | 2000 lumen |  | 865 ¦ CCT of 6500K | 80 | 6500 K | 13 W | 153.00 lm/W | 50 to 60 Hz |  | 2000 lumen | 15000 hour(s) | 13 W | 0.51 | 15000 hour(s) | 20000 |  | 0.5 s | 120 W | https://www.lighting.philips.com/link/929002372001_EU/prd/aa/en
FP-929002372101 | LED cla 120W G120 E27 WW FR ND RFSRT4 | 929002372101 | 2019-09-27 00:00:00 |  |  |  |  | G120 ¦ G 120mm | E27 ¦ E27 | 2700 K | Warm White (WW) | 120 mA | <lt/>6 | 124 mm | No | 13 kWh | 70 % |  |  | 177 mm | 0.5 s | [76 empty] | ADAM-693dc36fcb214e568400abce01363f2f | https://www.assets.signify.com/is/image/Signify/6122ceaeae944f7f8e1dabce0136405d | ADAM-82de1b8a4831469e804dac7c0000f90c | https://www.assets.signify.com/is/content/PhilipsLighting/fp929002372101-pss-global | ADAM-b5ebf081d3164e989d35ac2b009b5975 | https://www.assets.signify.com/is/image/PhilipsLighting/ed57aa95f09b41bea7dcac2b009b5bdd | [8 empty] | ADAM-bfc9cf8e2feb449086e1ac7800aed0db | https://www.docs.signify.com/assets/ies/ledbulb_cla_13w_g120_e27_827_fr-ies.ies | [8 empty] | ADAM-29467c9f04e641d59114adad00cb163b | https://www.assets.signify.com/is/content/Signify/dabc220e80de4c0dacd9adad00cb19c7 | ADAM-19b2782d47374444acdfac7b00f3fc03 | https://www.assets.signify.com/is/content/PhilipsLighting/fp929002372101-gis-global | [12 empty] | D | 2000 lumen |  | 827 ¦ CCT of 2700K | 80 | 2700 K | 13 W | 153.00 lm/W | 50 to 60 Hz |  | 2000 lumen | 15000 hour(s) | 13 W | 0.51 | 15000 hour(s) | 20000 |  | 0.5 s | 120 W | https://www.lighting.philips.com/link/929002372101_EU/prd/aa/en
FP-929002372402 | CorePro LEDBulbND 150W E27 A67 840 CL G | 929002372402 | 2020-12-15 00:00:00 |  |  |  |  | A67 ¦ A 67mm | E27 ¦ E27 | 4000 K | Cool White (CW) | 140 mA | <lt/>6 | 70 mm | No | 17 kWh | 70 % |  |  | 121 mm | 0.5 s | [12 empty] | Yes | [63 empty] | ADAM-b20ba09fdb024d2da8adabdc01266f72 | https://www.assets.signify.com/is/image/Signify/cca92081e8aa4a8aa6a9abdc012670d4 | ADAM-4e25dd580b3149f29934ad7800638d3a | https://www.assets.signify.com/is/content/Signify/fp929002372402-pss-global | ADAM-23df6f30f1644b7ab12dabf00055e773 | https://www.assets.signify.com/is/image/PhilipsLighting/950a92f9d2554840a2a6abf00055e9b2 | [8 empty] | ADAM-9f6597d048334e318443abf00055fdff | https://www.docs.signify.com/assets/ies/ledbulb_17w_a67_e27_840_cl-ies.ies | [8 empty] | ADAM-9643c889c5b74bc6b8c4adad00d2898b | https://www.assets.signify.com/is/content/Signify/eec71f23bda947d7be90adad00d28af9 | ADAM-3fdc2eb77dd14fa19ed4ad7f00e86c71 | https://www.assets.signify.com/is/content/Signify/fp929002372402-gis-global | [12 empty] | D | 2452 lumen |  | 840 ¦ CCT of 4000K | 80 | 4000 K | 17 W | 144.00 lm/W | 50 to 60 Hz |  | 2452 lumen | 15000 hour(s) | 17 W | 0.51 |  | 20000 |  | 0.5 s | 150 W | https://www.lighting.philips.com/link/929002372402_EU/prd/aa/en
FP-929002372601 | LED classic 150W A67 E27 WW FR NDRFSRT4 | 929002372601 | 2019-09-27 00:00:00 |  |  |  |  | A67 ¦ A 67mm | E27 ¦ E27 | 2700 K | Warm White (WW) | 150 mA | <lt/>6 | 70 mm | No | 18 kWh | 70 % |  |  | 121 mm | 0.5 s | [76 empty] | ADAM-0a3975bac7e14214ac43abdc012671e1 | https://www.assets.signify.com/is/image/Signify/fe32d7a960bd4938b51cabdc012672e8 | ADAM-6af272800f3b4911be37ac1a00a55192 | https://www.assets.signify.com/is/content/PhilipsLighting/fp929002372601-pss-global | ADAM-23df6f30f1644b7ab12dabf00055e773 | https://www.assets.signify.com/is/image/PhilipsLighting/950a92f9d2554840a2a6abf00055e9b2 | [8 empty] | ADAM-f86e7e7638ed41f09818abf00055ff61 | https://www.docs.signify.com/assets/ies/ledbulb_17%2c5w_a67_e27_827_fr-ies.ies | [8 empty] | ADAM-2502002310934d138fb8adad00d4a4c3 | https://www.assets.signify.com/is/content/Signify/e840380b57154fca9252adad00d4a704 | ADAM-86c8e2422fd94364b534ac1a009da20b | https://www.assets.signify.com/is/content/PhilipsLighting/fp929002372601-gis-global | [12 empty] | D | 2452 lumen |  | 827 ¦ CCT of 2700K | 80 | 2700 K | 17.5 W | 140.00 lm/W | 50 to 60 Hz |  | 2452 lumen | 15000 hour(s) | 17.5 W | 0.51 | 15000 hour(s) | 20000 |  | 0.5 s | 150 W | https://www.lighting.philips.com/link/929002372601_EU/prd/aa/en
FP-929002372701 | LED classic 150W A67 E27 CW FR ND 1SRT4 | 929002372701 | 2019-09-27 00:00:00 |  |  |  |  | A67 ¦ A 67mm | E27 ¦ E27 | 4000 K | Cool White (CW) | 150 mA | <lt/>6 | 70 mm | No | 18 kWh | 70 % |  |  | 121 mm | 0.5 s | [76 empty] | ADAM-0a3975bac7e14214ac43abdc012671e1 | https://www.assets.signify.com/is/image/Signify/fe32d7a960bd4938b51cabdc012672e8 | ADAM-b5ef27ff72494f458487ac1a00a86501 | https://www.assets.signify.com/is/content/PhilipsLighting/fp929002372701-pss-global | ADAM-23df6f30f1644b7ab12dabf00055e773 | https://www.assets.signify.com/is/image/PhilipsLighting/950a92f9d2554840a2a6abf00055e9b2 | [8 empty] | ADAM-5400ef07fcfb4a49ad67abf000560161 | https://www.docs.signify.com/assets/ies/ledbulb_17%2c5w_a67_e27_840_fr-ies.ies | [8 empty] | ADAM-112b8429d0e14842b931adad00d50afb | https://www.assets.signify.com/is/content/Signify/95a4dc64490e480e919cadad00d50d29 | ADAM-667cc983a60c4bd9ad48ac1a009da3bf | https://www.assets.signify.com/is/content/PhilipsLighting/fp929002372701-gis-global | [12 empty] | D | 2452 lumen |  | 840 ¦ CCT of 4000K | 80 | 4000 K | 17.5 W | 140.00 lm/W | 50 to 60 Hz |  | 2452 lumen | 15000 hour(s) | 17.5 W | 0.51 | 15000 hour(s) | 20000 |  | 0.5 s | 150 W | https://www.lighting.philips.com/link/929002372701_EU/prd/aa/en
FP-929002372801 | LED classic 150W A67 E27 CDL FR ND 1SRT4 | 929002372801 | 2019-09-27 00:00:00 |  |  |  |  | A67 ¦ A 67mm | E27 ¦ E27 | 6500 K | Cool Daylight | 150 mA | <lt/>6 | 70 mm | No | 18 kWh | 70 % |  |  | 121 mm | 0.5 s | [76 empty] | ADAM-0a3975bac7e14214ac43abdc012671e1 | https://www.assets.signify.com/is/image/Signify/fe32d7a960bd4938b51cabdc012672e8 | ADAM-69ffc5815e8d4abd92aeac1a00a78278 | https://www.assets.signify.com/is/content/PhilipsLighting/fp929002372801-pss-global | ADAM-23df6f30f1644b7ab12dabf00055e773 | https://www.assets.signify.com/is/image/PhilipsLighting/950a92f9d2554840a2a6abf00055e9b2 | [8 empty] | ADAM-9655d0aadbca42d294d2abf0005601fd | https://www.docs.signify.com/assets/ies/ledbulb_17%2c5w_a67_e27_865_fr-ies.ies | [8 empty] | ADAM-be35ccce187049a2ac83adad00df2e7d | https://www.assets.signify.com/is/content/Signify/d0b40c4fa1c74e9fb43badad00df3555 | ADAM-d53be476e5bb4d1fb171ac1a009d65fc | https://www.assets.signify.com/is/content/PhilipsLighting/fp929002372801-gis-global | [12 empty] | D | 2452 lumen |  | 865 ¦ CCT of 6500K | 80 | 6500 K | 17.5 W | 140.00 lm/W | 50 to 60 Hz |  | 2452 lumen | 15000 hour(s) | 17.5 W | 0.51 | 15000 hour(s) | 20000 |  | 0.5 s | 150 W | https://www.lighting.philips.com/link/929002372801_EU/prd/aa/en
FP-929002372901 | LED classic 200W A95 E27 WW FR ND 1PF | 929002372901 | 2019-09-27 00:00:00 |  |  |  |  | A95 ¦ A 95mm | E27 ¦ E27 | 2700 K | Warm White (WW) | 200 mA | <lt/>6 | 95 mm | No | 23 kWh | 70 % |  |  | 165 mm | 0.5 s | [76 empty] | ADAM-4ad4b869fecb4e388d7babdc012673a3 | https://www.assets.signify.com/is/image/Signify/eeaa013da41c490ca0dbabdc012674a8 | ADAM-5db8fed4933b47909e0bac1a00a814b1 | https://www.assets.signify.com/is/content/PhilipsLighting/fp929002372901-pss-global | ADAM-99a3d4dab9fe40f5b966abf00055ea76 | https://www.assets.signify.com/is/image/PhilipsLighting/25d9b96e928b4d8ba827abf00055eaea | [8 empty] | ADAM-b874c5b340a24bfeb195abf0005602a8 | https://www.docs.signify.com/assets/ies/ledbulb_23w_a95_e27_827_fr-ies.ies | [8 empty] | ADAM-5746866b4dbb47599e83adad00d57f5b | https://www.assets.signify.com/is/content/Signify/196fdff2350d4ae89208adad00d580d2 | ADAM-7cdaf652df174de1b94aac1a009e1643 | https://www.assets.signify.com/is/content/PhilipsLighting/fp929002372901-gis-global | [12 empty] | D | 3452 lumen |  | 827 ¦ CCT of 2700K | 80 | 2700 K | 23 W | 150.00 lm/W | 50 to 60 Hz |  | 3452 lumen | 15000 hour(s) | 23 W | 0.51 | 15000 hour(s) | 20000 |  | 0.5 s | 200 W | https://www.lighting.philips.com/link/929002372901_EU/prd/aa/en
FP-929002373001 | LED classic 200W A95 E27 CW FR ND 1PF/4 | 929002373001 | 2019-09-27 00:00:00 |  |  |  |  | A95 ¦ A 95mm | E27 ¦ E27 | 4000 K | Cool White (CW) | 200 mA | <lt/>6 | 95 mm | No | 23 kWh | 70 % |  |  | 165 mm | 0.5 s | [76 empty] | ADAM-4ad4b869fecb4e388d7babdc012673a3 | https://www.assets.signify.com/is/image/Signify/eeaa013da41c490ca0dbabdc012674a8 | ADAM-46665065d2bb43c9989dac1a00a82b03 | https://www.assets.signify.com/is/content/PhilipsLighting/fp929002373001-pss-global | ADAM-99a3d4dab9fe40f5b966abf00055ea76 | https://www.assets.signify.com/is/image/PhilipsLighting/25d9b96e928b4d8ba827abf00055eaea | [8 empty] | ADAM-d5dbbda7e3014329add3abf00056034d | https://www.docs.signify.com/assets/ies/ledbulb_23w_a95_e27_840_fr-ies.ies | [8 empty] | ADAM-178f52ea475249b4b624adad00d5f4ca | https://www.assets.signify.com/is/content/Signify/7efa538881c44de99d3cadad00d5f5b9 | ADAM-40db0d7fb69243c0a2c4ac1a009d5b79 | https://www.assets.signify.com/is/content/PhilipsLighting/fp929002373001-gis-global | [12 empty] | D | 3452 lumen |  | 840 ¦ CCT of 4000K | 80 | 4000 K | 23 W | 150.00 lm/W | 50 to 60 Hz |  | 3452 lumen | 15000 hour(s) | 23 W | 0.51 | 15000 hour(s) | 20000 |  | 0.5 s | 200 W | https://www.lighting.philips.com/link/929002373001_EU/prd/aa/en
FP-929002373101 | LED classic 200W A95 E27 CDL FR ND 1PF/4 | 929002373101 | 2019-09-27 00:00:00 |  |  |  |  | A95 ¦ A 95mm | E27 ¦ E27 | 6500 K | Cool Daylight | 200 mA | <lt/>6 | 95 mm | No | 23 kWh | 70 % |  |  | 165 mm | 0.5 s | [76 empty] | ADAM-4ad4b869fecb4e388d7babdc012673a3 | https://www.assets.signify.com/is/image/Signify/eeaa013da41c490ca0dbabdc012674a8 | ADAM-befdb495565144759679ac1a00a835c9 | https://www.assets.signify.com/is/content/PhilipsLighting/fp929002373101-pss-global | ADAM-99a3d4dab9fe40f5b966abf00055ea76 | https://www.assets.signify.com/is/image/PhilipsLighting/25d9b96e928b4d8ba827abf00055eaea | [8 empty] | ADAM-b4d37e14c5724a6e8717abf00056040d | https://www.docs.signify.com/assets/ies/ledbulb_23w_a95_e27_865_fr-ies.ies | [8 empty] | ADAM-ebe400e5d1094123b087adad00dfdebd | https://www.assets.signify.com/is/content/Signify/3828131bb5924a4e9962adad00dfe238 | ADAM-915920adfdb440cda178ac1a009d4f00 | https://www.assets.signify.com/is/content/PhilipsLighting/fp929002373101-gis-global | [12 empty] | D | 3452 lumen |  | 865 ¦ CCT of 6500K | 80 | 6500 K | 23 W | 150.00 lm/W | 50 to 60 Hz |  | 3452 lumen | 15000 hour(s) | 23 W | 0.51 | 15000 hour(s) | 20000 |  | 0.5 s | 200 W | https://www.lighting.philips.com/link/929002373101_EU/prd/aa/en
FP-929002380501 | LEDclassic 11W A60 E27 smoky ND RFSRT4 | 929002380501 | 2019-09-17 00:00:00 |  |  |  |  | A60 ¦ A 60mm | E27 ¦ E27 | 1800 K | 1800 | 21 mA | <lt/>6 | 60 mm | No | 3 kWh | 70 % |  |  | 106 mm | 0.5 s | [76 empty] | ADAM-2b35b46972ec476f9b64abce013633d3 | https://www.assets.signify.com/is/image/PhilipsLighting/c9e71a7e990f4cd7910babce0136348f | ADAM-a22f07faaa7e4fde9308ac1a00a78c0c | https://www.assets.signify.com/is/content/PhilipsLighting/fp929002380501-pss-global | ADAM-05cb20b134df4774b5a2abf300c12ff4 | https://www.assets.signify.com/is/image/PhilipsLighting/c9f7c04c39ea4ca3b5e0abf300c133ee | [8 empty] | ADAM-31722d1a46f94671a45dabf300c158fd | https://www.docs.signify.com/assets/ies/ledbulb_2%2c3w_a60_e27_818_smoky-ies.ies | [10 empty] | ADAM-44a0e6d9638b41f98274ac1a009de27b | https://www.assets.signify.com/is/content/PhilipsLighting/fp929002380501-gis-global | [13 empty] | 100 lumen |  | 818 ¦ CCT of 1800K | 80 | 1800 K | 2.3 W | 43.00 lm/W | 50 to 60 Hz |  | 100 lumen | 15000 hour(s) | 2.3 W | 0.54 | 15000 hour(s) | 20000 |  | 0.5 s | 11 W | https://www.lighting.philips.com/link/929002380501_EU/prd/aa/en
FP-929002380601 | LEDclassic 11W ST64 E27 smoky ND RFSRT4 | 929002380601 | 2019-09-17 00:00:00 |  |  |  |  | ST64 | E27 ¦ E27 | 1800 K | 1800 | 21 mA | <lt/>6 | 64 mm | No | 3 kWh | 70 % |  |  | 143 mm | 0.5 s | [76 empty] | ADAM-9c0714420b1a455a8fe7abce01363577 | https://www.assets.signify.com/is/image/PhilipsLighting/e42bb30876324bb8ac15abce01363634 | ADAM-26a3b74c37c74c0ab7a3ac1a00a75da1 | https://www.assets.signify.com/is/content/PhilipsLighting/fp929002380601-pss-global | ADAM-c89be22edaf44c64b29aabf300c137c0 | https://www.assets.signify.com/is/image/PhilipsLighting/418cf31d500347c38316abf300c139da | [8 empty] | ADAM-4a54a58abceb4268a5f9abf300c15bc8 | https://www.docs.signify.com/assets/ies/ledbulb_2%2c3w_st64_e27_818_smoky-ies.ies | [10 empty] | ADAM-98a5349e2c1e45e1987cac1a009d6a55 | https://www.assets.signify.com/is/content/PhilipsLighting/fp929002380601-gis-global | [13 empty] | 100 lumen |  | 818 ¦ CCT of 1800K | 80 | 1800 K | 2.3 W | 43.00 lm/W | 50 to 60 Hz |  | 100 lumen | 15000 hour(s) | 2.3 W | 0.54 | 15000 hour(s) | 20000 |  | 0.5 s | 11 W | https://www.lighting.philips.com/link/929002380601_EU/prd/aa/en
FP-929002380701 | LED classic 11W T32 E27 smoky ND RFSRT4 | 929002380701 | 2019-09-17 00:00:00 |  |  |  |  | T32 ¦ T 32mm | E27 ¦ E27 | 1800 K | 1800 | 21 mA | <lt/>6 | 32 mm | No | 3 kWh | 70 % |  |  | 140 mm | 0.5 s | [76 empty] | ADAM-35d6d72bc3af4bedb6eaabce0136379e | https://www.assets.signify.com/is/image/Signify/6e9709b1d8c54f2e9bb9abce01363887 | ADAM-900580d62753468c9b65ac1a00a8141b | https://www.assets.signify.com/is/content/PhilipsLighting/fp929002380701-pss-global | ADAM-c8c91162cf344823aae4abf300c13f32 | https://www.assets.signify.com/is/image/PhilipsLighting/a51c433ffd6c4b6793a1abf300c14236 | [8 empty] | ADAM-42247d4606eb4bd78deeabf300c15fb6 | https://www.docs.signify.com/assets/ies/ledbulb_2%2c3w_t32_e27_818_smoky-ies.ies | [10 empty] | ADAM-d9f1a5298c22480ba185ac1a009d88c1 | https://www.assets.signify.com/is/content/PhilipsLighting/fp929002380701-gis-global | [13 empty] | 100 lumen |  | 818 ¦ CCT of 1800K | 80 | 1800 K | 2.3 W | 43.00 lm/W | 50 to 60 Hz |  | 100 lumen | 15000 hour(s) | 2.3 W | 0.54 | 15000 hour(s) | 20000 |  | 0.5 s | 11 W | https://www.lighting.philips.com/link/929002380701_EU/prd/aa/en
FP-929002380801 | LED classic 11W G93 E27 smoky ND RF 1PF | 929002380801 | 2019-09-17 00:00:00 |  |  |  |  | G93 ¦ G 93mm | E27 ¦ E27 | 1800 K | 1800 | 20 mA | <lt/>6 | 95 mm | No | 2 kWh | 70 % |  |  | 142 mm | 0.5 s | [76 empty] | ADAM-d18ff0d014284eb9beadabf300c173be | https://www.assets.signify.com/is/image/PhilipsLighting/a9a922bb97a148ae9472abf300c17640 | ADAM-8abfa2c302064319abaaac1a00a59d75 | https://www.assets.signify.com/is/content/PhilipsLighting/fp929002380801-pss-global | ADAM-9e23eefa18b444bda33eabf300c14520 | https://www.assets.signify.com/is/image/PhilipsLighting/8ebb766f16ad4beea439abf300c14674 | [8 empty] | ADAM-218a5b01169a4a5f853aabf300c16218 | https://www.docs.signify.com/assets/ies/ledbulb_2w_g93_e27_818_smoky-ies.ies | [10 empty] | ADAM-297acc266ede47469045ac1a009e29f2 | https://www.assets.signify.com/is/content/PhilipsLighting/fp929002380801-gis-global | [13 empty] | 100 lumen |  | 818 ¦ CCT of 1800K | 80 | 1800 K | 2 W | 50.00 lm/W | 50 to 60 Hz |  | 100 lumen | 15000 hour(s) | 2 W | 0.54 | 15000 hour(s) | 20000 |  | 0.5 s | 11 W | https://www.lighting.philips.com/link/929002380801_EU/prd/aa/en
FP-929002388902 | CorePro LEDcapsuleLV 1-10W G4 830 | 929002388902 | 2019-10-11 00:00:00 |  |  |  | 300 degree(s) | Capsule | G4 ¦ G4 | 3000 K | White (WH) | 138 mA | <lt/>6 | 13 mm | No | 1 kWh | 70 % |  |  | 35 mm | 0.5 s | No | [11 empty] | Yes | [63 empty] | ADAM-da389ac76c2241e3b92dabce01364845 | https://www.assets.signify.com/is/image/PhilipsLighting/b5bc7041ca974ebda914abce013648e5 | ADAM-1acb367725b74e7a9bbfac1a00a81477 | https://www.assets.signify.com/is/content/PhilipsLighting/fp929002388902-pss-global | ADAM-14e945988d3841fda77aabf200c96023 | https://www.assets.signify.com/is/image/PhilipsLighting/77e2519f171e4e87a785abf200c963e2 | [8 empty] | ADAM-314f2d7bf6694921a6d9abf200c98c06 | https://www.docs.signify.com/assets/ies/ledcapsule_lv_1w_g4_830-ies.ies | [8 empty] | ADAM-971284ffea044444a3d8adab00fa2f7b | https://www.assets.signify.com/is/content/Signify/46ff1a720faf4ad2bc23adab00fa3094 | ADAM-95edba68bfc6468ea5daac1a009db662 | https://www.assets.signify.com/is/content/PhilipsLighting/fp929002388902-gis-global | [12 empty] | E | 120 lumen |  | 830 ¦ CCT of 3000K | 80 | 3000 K | 1 W | 120.00 lm/W | - Hz |  | 120 lumen | 15000 hour(s) | 1 W | 0.57 |  | 50000 |  | 0.5 s | 10 W | https://www.lighting.philips.com/link/929002388902_EU/prd/aa/en
FP-929002389002 | CorePro LEDcapsuleLV 1.8-20W G4 827 | 929002389002 | 2019-10-11 00:00:00 |  |  |  | 300 degree(s) | Capsule | G4 ¦ G4 | 2700 K | Warm White (WW) | 260 mA | <lt/>6 | 13 mm | No | 2 kWh | 70 % |  |  | 35 mm | 0.5 s | No | [11 empty] | Yes | [63 empty] | ADAM-2e0cec5cf6ad4982ba59abce01364a24 | https://www.assets.signify.com/is/image/PhilipsLighting/a83b7d2e6faf4f419265abce01364ac3 | ADAM-7e7f4b9763aa49a4b33eac1a00a7bbe3 | https://www.assets.signify.com/is/content/PhilipsLighting/fp929002389002-pss-global | ADAM-14e945988d3841fda77aabf200c96023 | https://www.assets.signify.com/is/image/PhilipsLighting/77e2519f171e4e87a785abf200c963e2 | [8 empty] | ADAM-f638f9e4f1aa45ff9ad5abf200c98e18 | https://www.docs.signify.com/assets/ies/ledcapsule_lv_1%2c8w_g4_827-ies.ies | [8 empty] | ADAM-6db80ef1bedc40f58460adab00fa9877 | https://www.assets.signify.com/is/content/Signify/15add57850d44b3d8690adab00fa9cc5 | ADAM-a41ad3c05c1c4b8cb0a7ac1a009dfdf0 | https://www.assets.signify.com/is/content/PhilipsLighting/fp929002389002-gis-global | [12 empty] | F | 205 lumen |  | 827 ¦ CCT of 2700K | 80 | 2700 K | 1.8 W | 113.00 lm/W | - Hz |  | 205 lumen | 15000 hour(s) | 1.8 W | 0.6 |  | 50000 |  | 0.5 s | 20 W | https://www.lighting.philips.com/link/929002389002_EU/prd/aa/en
FP-929002389102 | CorePro LEDcapsuleLV 1.8-20W G4 830 | 929002389102 | 2019-10-11 00:00:00 |  |  |  | 300 degree(s) | Capsule | G4 ¦ G4 | 3000 K | White (WH) | 260 mA | <lt/>6 | 13 mm | No | 2 kWh | 70 % |  |  | 35 mm | 0.5 s | No | [11 empty] | Yes | [63 empty] | ADAM-2e0cec5cf6ad4982ba59abce01364a24 | https://www.assets.signify.com/is/image/PhilipsLighting/a83b7d2e6faf4f419265abce01364ac3 | ADAM-bb2fd986362f4d66a727ac1a00a2ec86 | https://www.assets.signify.com/is/content/PhilipsLighting/fp929002389102-pss-global | ADAM-14e945988d3841fda77aabf200c96023 | https://www.assets.signify.com/is/image/PhilipsLighting/77e2519f171e4e87a785abf200c963e2 | [8 empty] | ADAM-6bfb4cb29da54f349febabf200c98f8d | https://www.docs.signify.com/assets/ies/ledcapsule_lv_1%2c8w_g4_830-ies.ies | [8 empty] | ADAM-21e7c193fd1a47ddb05eadab00e1d1d4 | https://www.assets.signify.com/is/content/Signify/ec197e2f7fbe4f59ab63adab00e1d3e6 | ADAM-f3f6a5adaeb346b382ccac1a009d5100 | https://www.assets.signify.com/is/content/PhilipsLighting/fp929002389102-gis-global | [12 empty] | E | 215 lumen |  | 830 ¦ CCT of 3000K | 80 | 3000 K | 1.8 W | 119.00 lm/W | - Hz |  | 215 lumen | 15000 hour(s) | 1.8 W | 0.6 |  | 50000 |  | 0.5 s | 20 W | https://www.lighting.philips.com/link/929002389102_EU/prd/aa/en
FP-929002389202 | CorePro LEDcapsuleLV 2.7-28W G4 827 | 929002389202 | 2019-10-11 00:00:00 |  |  |  | 300 degree(s) | Capsule | G4 ¦ G4 | 2700 K | Warm White (WW) | 340 mA | <lt/>6 | 15 mm | No | 3 kWh | 70 % |  |  | 40 mm | 0.5 s | No | [11 empty] | Yes | [63 empty] | ADAM-aa0d0ebba4ab471ca391abce01364649 | https://www.assets.signify.com/is/image/PhilipsLighting/d8af87f2faef4e96a8d5abce01364705 | ADAM-31b271491fa2479b9281ac1a00a2d61e | https://www.assets.signify.com/is/content/PhilipsLighting/fp929002389202-pss-global | ADAM-d694a7905f3c48d381c4abf200c965e0 | https://www.assets.signify.com/is/image/PhilipsLighting/edae10b8c3cc48fdae67abf200c96734 | [8 empty] | ADAM-73363683d3cf408fbbebabf200c991da | https://www.docs.signify.com/assets/ies/ledcapsule_lv_2%2c7w_g4_827-ies.ies | [8 empty] | ADAM-987fafba2905409b96c8adab00e26089 | https://www.assets.signify.com/is/content/Signify/c88559af1215464d8d41adab00e26204 | ADAM-b196f98806e74dbc8744ac1a009db2e6 | https://www.assets.signify.com/is/content/PhilipsLighting/fp929002389202-gis-global | [12 empty] | F | 315 lumen |  | 827 ¦ CCT of 2700K | 80 | 2700 K | 2.7 W | 116.00 lm/W | - Hz |  | 315 lumen | 15000 hour(s) | 2.7 W | 0.65 |  | 50000 |  | 0.5 s | 28 W | https://www.lighting.philips.com/link/929002389202_EU/prd/aa/en
FP-929002389302 | CorePro LEDcapsuleLV 2.7-28W G4 830 | 929002389302 | 2019-10-11 00:00:00 |  |  |  | 300 degree(s) | Capsule | G4 ¦ G4 | 3000 K | White (WH) | 340 mA | <lt/>6 | 15 mm | No | 3 kWh | 70 % |  |  | 40 mm | 0.5 s | No | [11 empty] | Yes | [63 empty] | ADAM-aa0d0ebba4ab471ca391abce01364649 | https://www.assets.signify.com/is/image/PhilipsLighting/d8af87f2faef4e96a8d5abce01364705 | ADAM-6c22840fe6924d46b7f7ac1a00a550e1 | https://www.assets.signify.com/is/content/PhilipsLighting/fp929002389302-pss-global | ADAM-d694a7905f3c48d381c4abf200c965e0 | https://www.assets.signify.com/is/image/PhilipsLighting/edae10b8c3cc48fdae67abf200c96734 | [8 empty] | ADAM-bfb13f457f2a47998b29abf200c99349 | https://www.docs.signify.com/assets/ies/ledcapsule_lv_2%2c7w_g4_830-ies.ies | [8 empty] | ADAM-679c49e4b46b441f89bbadab00e2fa3c | https://www.assets.signify.com/is/content/Signify/34178de7b1914c4083d9adab00e2fbcb | ADAM-75b1d2ba33174e5692c8ac1a009d57c2 | https://www.assets.signify.com/is/content/PhilipsLighting/fp929002389302-gis-global | [12 empty] | E | 330 lumen |  | 830 ¦ CCT of 3000K | 80 | 3000 K | 2.7 W | 122.00 lm/W | - Hz |  | 330 lumen | 15000 hour(s) | 2.7 W | 0.65 |  | 50000 |  | 0.5 s | 28 W | https://www.lighting.philips.com/link/929002389302_EU/prd/aa/en
FP-929002389402 | CorePro LEDcapsuleLV 2.1-20W G4 827 D | 929002389402 | 2019-10-11 00:00:00 |  |  |  | 300 degree(s) | Capsule | G4 ¦ G4 | 2700 K | Warm White (WW) | 210 mA | <lt/>6 | 15 mm | Only with specific dimmers | 3 kWh | 70 % |  |  | 40 mm | 0.5 s | No | [11 empty] | Yes | [63 empty] | ADAM-aa0d0ebba4ab471ca391abce01364649 | https://www.assets.signify.com/is/image/PhilipsLighting/d8af87f2faef4e96a8d5abce01364705 | ADAM-cf08d2b1e50e4fd2995eac1a00a5c123 | https://www.assets.signify.com/is/content/PhilipsLighting/fp929002389402-pss-global | ADAM-d694a7905f3c48d381c4abf200c965e0 | https://www.assets.signify.com/is/image/PhilipsLighting/edae10b8c3cc48fdae67abf200c96734 | [8 empty] | ADAM-506522b37277490aa904abf200c99507 | https://www.docs.signify.com/assets/ies/ledcapsule_lv_2%2c1w_g4_827-ies.ies | [8 empty] | ADAM-d3c474c1df4441c7ab99adab00e09af7 | https://www.assets.signify.com/is/content/Signify/dd24f43e002f4c72af9cadab00e09c36 | ADAM-d666064922a348658536ac1a009d82bc | https://www.assets.signify.com/is/content/PhilipsLighting/fp929002389402-gis-global | [12 empty] | F | 210 lumen |  | 827 ¦ CCT of 2700K | 80 | 2700 K | 2.1 W | 100.00 lm/W | - Hz |  | 210 lumen | 15000 hour(s) | 2.1 W | 0.8 |  | 50000 |  | 0.5 s | 20 W | https://www.lighting.philips.com/link/929002389402_EU/prd/aa/en
FP-929002389702 | CorePro LEDcapsuleLV 1.8-20W GY6.35 827 | 929002389702 | 2019-10-11 00:00:00 |  |  |  | 300 degree(s) | Capsule | GY6.35 ¦ GY6.35 | 2700 K | Warm White (WW) | 260 mA | <lt/>6 | 13 mm | No | 2 kWh | 70 % |  |  | 35 mm | 0.5 s | No | [11 empty] | Yes | [63 empty] | ADAM-a105ce02626c4b599638abce01364b72 | https://www.assets.signify.com/is/image/PhilipsLighting/7f6456d246544fb89861abce01364c0b | ADAM-8e57d548ab554d22956aac1a00a35326 | https://www.assets.signify.com/is/content/PhilipsLighting/fp929002389702-pss-global | ADAM-14e945988d3841fda77aabf200c96023 | https://www.assets.signify.com/is/image/PhilipsLighting/77e2519f171e4e87a785abf200c963e2 | [8 empty] | ADAM-3403e20e8a3842208ce1abf200c99745 | https://www.docs.signify.com/assets/ies/ledcapsule_lv_1%2c8w_gy6%2c35_827-ies.ies | [8 empty] | ADAM-820cca86608b4979b700adab00e38f45 | https://www.assets.signify.com/is/content/Signify/e8f49104324a451fad76adab00e39160 | ADAM-d04f0f7210bd42408934ac1a009ddb53 | https://www.assets.signify.com/is/content/PhilipsLighting/fp929002389702-gis-global | [12 empty] | F | 205 lumen |  | 827 ¦ CCT of 2700K | 80 | 2700 K | 1.8 W | 113.00 lm/W | - Hz |  | 205 lumen | 15000 hour(s) | 1.8 W | 0.6 |  | 50000 |  | 0.5 s | 20 W | https://www.lighting.philips.com/link/929002389702_EU/prd/aa/en
FP-929002389802 | CorePro LEDcapsuleLV 1.8-20W GY6.35 830 | 929002389802 | 2019-10-11 00:00:00 |  |  |  | 300 degree(s) | Capsule | GY6.35 ¦ GY6.35 | 3000 K | White (WH) | 260 mA | <lt/>6 | 13 mm | No | 2 kWh | 70 % |  |  | 35 mm | 0.5 s | No | [11 empty] | Yes | [63 empty] | ADAM-a105ce02626c4b599638abce01364b72 | https://www.assets.signify.com/is/image/PhilipsLighting/7f6456d246544fb89861abce01364c0b | ADAM-3b41edf94af64ee7a2ceac1a00aa7cc7 | https://www.assets.signify.com/is/content/PhilipsLighting/fp929002389802-pss-global | ADAM-14e945988d3841fda77aabf200c96023 | https://www.assets.signify.com/is/image/PhilipsLighting/77e2519f171e4e87a785abf200c963e2 | [8 empty] | ADAM-91076f202a844e60b872abf200c9994c | https://www.docs.signify.com/assets/ies/ledcapsule_lv_1%2c8w_gy6%2c35_830-ies.ies | [8 empty] | ADAM-421b6e3f6c9b427ba744adab00e43b00 | https://www.assets.signify.com/is/content/Signify/6d10f97e3c894d4a9150adab00e43cf6 | ADAM-0beb3e2327ab4af18931ac1a009daed4 | https://www.assets.signify.com/is/content/PhilipsLighting/fp929002389802-gis-global | [12 empty] | E | 215 lumen |  | 830 ¦ CCT of 3000K | 80 | 3000 K | 1.8 W | 119.00 lm/W | - Hz |  | 215 lumen | 15000 hour(s) | 1.8 W | 0.6 |  | 50000 |  | 0.5 s | 20 W | https://www.lighting.philips.com/link/929002389802_EU/prd/aa/en
FP-929002389902 | CorePro LEDcapsuleMV 2.6-25W G9 827 D | 929002389902 | 2019-10-10 00:00:00 |  |  |  |  | Capsule | G9 ¦ G9 | 2700 K | Warm White (WW) | 14.5 mA | <lt/>6 | 15 mm | Only with specific dimmers | 3 kWh | 70 % |  |  | 52 mm | 0.5 s | No | [11 empty] | Yes | [63 empty] | ADAM-e5b687a68baa47c2ab09abce013642f6 | https://www.assets.signify.com/is/image/PhilipsLighting/ed0c44b870c34100ab33abce01364417 | ADAM-b34dee30d33245f896b9ac1a00a670dd | https://www.assets.signify.com/is/content/PhilipsLighting/fp929002389902-pss-global | ADAM-e1e6e8d6a1e04eea8323abf200c96841 | https://www.assets.signify.com/is/image/PhilipsLighting/a06bd6b2bd7f494bb1c2abf200c96906 | [8 empty] | ADAM-a8dc844dba844023b34aabf200c99ab7 | https://www.docs.signify.com/assets/ies/ledcapsule_mv_2%2c6w_g9_827-ies.ies | [8 empty] | ADAM-fcd830be76ed4ef2a5e7adab00c670bb | https://www.assets.signify.com/is/content/Signify/91ed8f9396c04ebb8abbadab00c67344 | ADAM-7a55294575554ab99314ac1a009d5aaa | https://www.assets.signify.com/is/content/PhilipsLighting/fp929002389902-gis-global | [12 empty] | E | 300 lumen |  | 827 ¦ CCT of 2700K | 80 | 2700 K | 2.6 W | 115.00 lm/W | 50 to 60 Hz |  | 300 lumen | 15000 hour(s) | 2.6 W | 0.7 |  | 50000 |  | 0.5 s | 25 W | https://www.lighting.philips.com/link/929002389902_EU/prd/aa/en
FP-929002390002 | CorePro LEDcapsuleMV 4-40W G9 827 D | 929002390002 | 2019-10-10 00:00:00 |  |  |  |  | Capsule | G9 ¦ G9 | 2700 K | Warm White (WW) | 24 mA | <lt/>6 | 18 mm | Only with specific dimmers | 4 kWh | 70 % |  |  | 59 mm | 0.5 s | No | [11 empty] | Yes | [63 empty] | ADAM-923b9d1ad09846e7b52cabce013644de | https://www.assets.signify.com/is/image/PhilipsLighting/5f0f1acd152f4a6ba61cabce0136457d | ADAM-f7269dabe9104806b09aac1a00a68e79 | https://www.assets.signify.com/is/content/PhilipsLighting/fp929002390002-pss-global | ADAM-e3359d3accee43c8b9a5aa7a0057f990 | https://www.assets.signify.com/is/image/Signify/1b7531d972bb4b59830eaa7a0057fce1 | [8 empty] | ADAM-4231db74e8d545d3aa4cabf200c99d07 | https://www.docs.signify.com/assets/ies/ledcapsule_mv_4w_g9_827-ies.ies | [8 empty] | ADAM-26911a3dff444a10a6f9adab00c7248a | https://www.assets.signify.com/is/content/Signify/b8dc5c483f1a4c788c78adab00c72833 | ADAM-4d3f2750924a446d845bac1a009d7ec4 | https://www.assets.signify.com/is/content/PhilipsLighting/fp929002390002-gis-global | [12 empty] | E | 480 lumen |  | 827 ¦ CCT of 2700K | 80 | 2700 K | 4 W | 120.00 lm/W | 50 to 60 Hz |  | 480 lumen | 15000 hour(s) | 4 W | 0.7 |  | 50000 |  | 0.5 s | 40 W | https://www.lighting.philips.com/link/929002390002_EU/prd/aa/en
FP-929002404231 | PILA LED 40W E14 WW R50 36D ND1CT/10 | 929002404231 | 2020-01-09 00:00:00 |  |  |  | 36 degree(s) | R50 ¦ R 50mm | E14 ¦ E14 | 2700 K | Warm White (WW) | 27 mA | <lt/>6 | 48.5 mm | No | 4 kWh | 70 % | 230 lumen | 460 cd | 84 mm | 0.4 s | Yes | [75 empty] | ADAM-a6f45e22650747299a3ead6d010cc47b | https://www.assets.signify.com/is/image/Signify/95418efbf1da4c2d8f4cad6d010cc670 | ADAM-a2fbf2ca4e864c74b6c3ad730094e3eb | https://www.assets.signify.com/is/content/Signify/fp929002404231-pss-global | [20 empty] | ADAM-6581042ebf5c427ebfe3adad001be90d | https://www.assets.signify.com/is/content/Signify/415adc59cd3b4b9a946fadad001bea64 | ADAM-b87b18227ee94ad5aa1ead73009041c1 | https://www.assets.signify.com/is/content/Signify/fp929002404231-gis-global | [12 empty] | G | 230 lumen |  | 827 ¦ CCT of 2700K | 80 | 2700 K | 3.5 W | 65.00 lm/W | 50 to 60 Hz |  | 230 lumen | 15000 hour(s) | 3.5 W | 0.53 |  | 30000 |  | 0.4 s | 40 W | https://www.lighting.philips.com/link/929002404231_EU/prd/aa/en
FP-929002404731 | PILA LED 50W GU5.3 WW 12V 36D ND 1CT/10 | 929002404731 | 2020-01-09 00:00:00 |  |  |  | 36 degree(s) | MR16 ¦ 2inch/50mm | GU5.3 ¦ GU5.3 | 2700 K | Warm White (WW) | 750 mA | <lt/>6 | 50 mm | No | 7 kWh | 70 % | 621 lumen | 1100 cd | 45 mm | 0.4 s | Yes |  | -20 °C to 40 °C | [73 empty] | ADAM-aeda449ed8464237bd00aceb011b0369 | https://www.assets.signify.com/is/image/Signify/0bb1895354d24525a00caceb011b0451 | ADAM-e82fbbffffe246f2b053ad730093aa67 | https://www.assets.signify.com/is/content/Signify/fp929002404731-pss-global | [20 empty] | ADAM-6564ac06e68545a8a8d1af5400d9bc10 | https://www.assets.signify.com/is/content/Signify/e524bbaee7a34ccf8c26af5400d9bf59 | ADAM-feea3fcc171a46ee8485ad73009025c8 | https://www.assets.signify.com/is/content/Signify/fp929002404731-gis-global | [12 empty] | F | 621 lumen |  | 827 ¦ CCT of 2700K | 80 | 2700 K | 6.5 W | 95 lm/W | - Hz |  | 621 lumen | 15000 hour(s) | 6.5 W | 0.5 |  | 30000 |  | 0.4 s | 50 W | https://www.lighting.philips.com/link/929002404731_EU/prd/aa/en
FP-929002405702 | TForce Core HB MV ND 20W E27 830 G3 | 929002405702 | 2019-11-08 00:00:00 |  |  |  | 150 degree(s) | T-shape | E27 ¦ E27 | 3000 K | White (WH) | 170 mA | <lt/>6 | 80 mm | No | 20 kWh | 70 % |  |  | 139 mm | 0.5 s |  |  | -20 °C to 45 °C | [9 empty] | Yes | [63 empty] | ADAM-e4932211bad9488c81aeabf10120c5b8 | https://www.assets.signify.com/is/image/PhilipsLighting/4cea5af3fd2a44d2829cabf10120c6c6 | ADAM-137a7162ea4040b29758ac1a00a59977 | https://www.assets.signify.com/is/content/PhilipsLighting/fp929002405702-pss-global | ADAM-e4fdf6079d304da5a56aabf10120ad33 | https://www.assets.signify.com/is/image/PhilipsLighting/5b947d02a2ff445ea66fabf10120af09 | [8 empty] | ADAM-35b194e00fae4988970dabf10120b93e | https://www.docs.signify.com/assets/ies/ledtforce_core_20w_tshape_e27_830-ies.ies | [8 empty] | ADAM-68ebaf99ec5e4a59b39fadad00c05c39 | https://www.assets.signify.com/is/content/Signify/6f1f271651f645c8999badad00c05d15 | ADAM-74a1fa2bc32140a48ac7ac1a009d7f04 | https://www.assets.signify.com/is/content/PhilipsLighting/fp929002405702-gis-global | [12 empty] | E | 2600 lumen |  | 830 ¦ CCT of 3000K | 80 | 3000 K | 20 W | 130.00 lm/W | 50 to 60 Hz |  | 2600 lumen | 15000 hour(s) | 20 W | 0.5 |  | 50000 |  | 0.5 s | 80 W | https://www.lighting.philips.com/link/929002405702_EU/prd/aa/en
FP-929002405802 | TForce Core HB MV ND 20W E27 840 G3 | 929002405802 | 2019-11-08 00:00:00 |  |  |  | 150 degree(s) | T-shape | E27 ¦ E27 | 4000 K | Cool White (CW) | 170 mA | <lt/>6 | 80 mm | No | 20 kWh | 70 % |  |  | 139 mm | 0.5 s |  |  | -20 °C to 45 °C | [9 empty] | Yes | [63 empty] | ADAM-e4932211bad9488c81aeabf10120c5b8 | https://www.assets.signify.com/is/image/PhilipsLighting/4cea5af3fd2a44d2829cabf10120c6c6 | ADAM-bb2f988ea1c94ced90a5ac1a00a83e2b | https://www.assets.signify.com/is/content/PhilipsLighting/fp929002405802-pss-global | ADAM-e4fdf6079d304da5a56aabf10120ad33 | https://www.assets.signify.com/is/image/PhilipsLighting/5b947d02a2ff445ea66fabf10120af09 | [8 empty] | ADAM-64753f2e973542eb8ddeabf10120b9f2 | https://www.docs.signify.com/assets/ies/ledtforce_core_20w_tshape_e27_840-ies.ies | [8 empty] | ADAM-69b7bb3b60d444ba982aadad0179412d | https://www.assets.signify.com/is/content/Signify/96218faec0ff401ab791adad01794390 | ADAM-ac9893fef85a4aa69405ac1a009d788b | https://www.assets.signify.com/is/content/PhilipsLighting/fp929002405802-gis-global | [12 empty] | D | 2700 lumen |  | 840 ¦ CCT of 4000K | 80 | 4000 K | 20 W | 135.00 lm/W | 50 to 60 Hz |  | 2700 lumen | 15000 hour(s) | 20 W | 0.5 |  | 50000 |  | 0.5 s | 80 W | https://www.lighting.philips.com/link/929002405802_EU/prd/aa/en
FP-929002406302 | TForce Core HB MV ND 30W E27 830 G3 | 929002406302 | 2019-11-08 00:00:00 |  |  |  | 180 degree(s) | T-shape | E27 ¦ E27 | 3000 K | White (WH) | 154 mA | <lt/>6 | 100 mm | No | 30 kWh | 70 % |  |  | 165 mm | 0.5 s |  |  | -20 °C to 45 °C | [9 empty] | Yes | [63 empty] | ADAM-9875c1bd9ee84e549521abf10120c7fe | https://www.assets.signify.com/is/image/PhilipsLighting/9f4b215b449f48d2a911abf10120ca2f | ADAM-7574415bd92d4fa28bbcac1a00a56fd7 | https://www.assets.signify.com/is/content/PhilipsLighting/fp929002406302-pss-global | ADAM-9343524860cc4b469010abf10120afd3 | https://www.assets.signify.com/is/image/PhilipsLighting/05f2d18713bf4ffe9fa6abf10120b051 | [8 empty] | ADAM-e7e0014684e746c4b624abf10120ba8f | https://www.docs.signify.com/assets/ies/ledtforce_core_30w_tshape_e27_830-ies.ies | [8 empty] | ADAM-c7528080e3834443b1daadad00c0a1c7 | https://www.assets.signify.com/is/content/Signify/9f8f116fde114b2f9660adad00c0a296 | ADAM-fd2a9bf05e3946cea707ac1a009dc3c7 | https://www.assets.signify.com/is/content/PhilipsLighting/fp929002406302-gis-global | [12 empty] | E | 3700 lumen |  | 830 ¦ CCT of 3000K | 80 | 3000 K | 30 W | 123.00 lm/W | 50 to 60 Hz |  | 3700 lumen | 15000 hour(s) | 30 W | 0.9 |  | 50000 |  | 0.5 s | 125 W | https://www.lighting.philips.com/link/929002406302_EU/prd/aa/en
FP-929002406402 | TForce Core HB MV ND 30W E27 840 G3 | 929002406402 | 2019-11-08 00:00:00 |  |  |  | 180 degree(s) | T-shape | E27 ¦ E27 | 4000 K | Cool White (CW) | 154 mA | <lt/>6 | 100 mm | No | 30 kWh | 70 % |  |  | 165 mm | 0.5 s |  |  | -20 °C to 45 °C | [9 empty] | Yes | [63 empty] | ADAM-9875c1bd9ee84e549521abf10120c7fe | https://www.assets.signify.com/is/image/PhilipsLighting/9f4b215b449f48d2a911abf10120ca2f | ADAM-4d5917024b5e41c39661ac1a00a556f8 | https://www.assets.signify.com/is/content/PhilipsLighting/fp929002406402-pss-global | ADAM-9343524860cc4b469010abf10120afd3 | https://www.assets.signify.com/is/image/PhilipsLighting/05f2d18713bf4ffe9fa6abf10120b051 | [8 empty] | ADAM-698e27b80e19482f9386abf10120bb27 | https://www.docs.signify.com/assets/ies/ledtforce_core_30w_tshape_e27_840-ies.ies | [8 empty] | ADAM-105e0681467a4c85ba2cadad00c0da40 | https://www.assets.signify.com/is/content/Signify/97041444d50b4e1fa761adad00c0db13 | ADAM-6d19f739e57d49988cf5ac1a009d8538 | https://www.assets.signify.com/is/content/PhilipsLighting/fp929002406402-gis-global | [12 empty] | E | 4000 lumen |  | 840 ¦ CCT of 4000K | 80 | 4000 K | 30 W | 133.00 lm/W | 50 to 60 Hz |  | 4000 lumen | 15000 hour(s) | 30 W | 0.9 |  | 50000 |  | 0.5 s | 125 W | https://www.lighting.philips.com/link/929002406402_EU/prd/aa/en
FP-929002406602 | TForce Core HB MV ND 35W E27 830 G3 | 929002406602 | 2019-11-08 00:00:00 |  |  |  | 180 degree(s) | T-shape | E27 ¦ E27 | 3000 K | White (WH) | 178 mA | <lt/>6 | 118 mm | No | 35 kWh | 70 % |  |  | 193 mm | 0.5 s |  |  | -20 °C to 45 °C | [9 empty] | Yes | [63 empty] | ADAM-a6e6c1667b0b416883feabf10123f926 | https://www.assets.signify.com/is/image/PhilipsLighting/6d4d57d29c4a4a30905dabf10123fb78 | ADAM-f8dc728db3224888a1b6ac1a00a4fa0f | https://www.assets.signify.com/is/content/PhilipsLighting/fp929002406602-pss-global | ADAM-060d1b9e0e664651ac6aabf10120b0b7 | https://www.assets.signify.com/is/image/PhilipsLighting/4621a85013794ce29bdeabf10120b1d7 | [8 empty] | ADAM-2d5722a42a984121abb5abf10120bbbf | https://www.docs.signify.com/assets/ies/ledtforce_core_35w_tshape_e27_830-ies.ies | [8 empty] | ADAM-f0abf69b0f524ab19ed8adad017998ef | https://www.assets.signify.com/is/content/Signify/3fd6cddb95e44abe97f3adad01799a6a | ADAM-add81c116a714c95a762ac1a009d741e | https://www.assets.signify.com/is/content/PhilipsLighting/fp929002406602-gis-global | [12 empty] | D | 4800 lumen |  | 830 ¦ CCT of 3000K | 80 | 3000 K | 35 W | 137.00 lm/W | 50 to 60 Hz |  | 4800 lumen | 15000 hour(s) | 35 W | 0.9 |  | 50000 |  | 0.5 s | 125 W | https://www.lighting.philips.com/link/929002406602_EU/prd/aa/en
FP-929002406702 | TForce Core HB MV ND 35W E27 840 G3 | 929002406702 | 2019-11-08 00:00:00 |  |  |  | 180 degree(s) | T-shape | E27 ¦ E27 | 4000 K | Cool White (CW) | 178 mA | <lt/>6 | 118 mm | No | 35 kWh | 70 % |  |  | 193 mm | 0.5 s |  |  | -20 °C to 45 °C | [9 empty] | Yes | [63 empty] | ADAM-a6e6c1667b0b416883feabf10123f926 | https://www.assets.signify.com/is/image/PhilipsLighting/6d4d57d29c4a4a30905dabf10123fb78 | ADAM-79a2df3888a741d095a0ac1a00a2e783 | https://www.assets.signify.com/is/content/PhilipsLighting/fp929002406702-pss-global | ADAM-060d1b9e0e664651ac6aabf10120b0b7 | https://www.assets.signify.com/is/image/PhilipsLighting/4621a85013794ce29bdeabf10120b1d7 | [8 empty] | ADAM-42d33eb2e5a148268629abf10120bc5e | https://www.docs.signify.com/assets/ies/ledtforce_core_35w_tshape_e27_840-ies.ies | [8 empty] | ADAM-4a2fe7032986422bad45adad017a0219 | https://www.assets.signify.com/is/content/Signify/1815c11e416042afa4e6adad017a0446 | ADAM-6c9a955e84d9421ebcadac1a009dc4b8 | https://www.assets.signify.com/is/content/PhilipsLighting/fp929002406702-gis-global | [12 empty] | D | 5000 lumen |  | 840 ¦ CCT of 4000K | 80 | 4000 K | 35 W | 142.00 lm/W | 50 to 60 Hz |  | 5000 lumen | 15000 hour(s) | 35 W | 0.9 |  | 50000 |  | 0.5 s | 125 W | https://www.lighting.philips.com/link/929002406702_EU/prd/aa/en
FP-929002419802 | CorePro LEDtube UN 600mm HO 8W830 T8 | 929002419802 | 2019-11-14 00:00:00 |  |  |  | 240 degree(s) | Tube, double-ended | G13 ¦ Medium Bi-Pin Fluorescent | 3000 K | White (WH) | 40 mA | <lt/>6 | 28 mm | No | 8 kWh | 70 % |  |  | 603 mm | 0.5 s |  |  | -20 °C to 45 °C | [9 empty] | Yes | [63 empty] | ADAM-25f6128540b44cfa805ba89a007d0dc3 | https://www.assets.signify.com/is/image/Signify/4b1c0a93845043f2bc2aa89a007d0edc | ADAM-90c08ed7613b440fb151ac1a00a5dabb | https://www.assets.signify.com/is/content/PhilipsLighting/fp929002419802-pss-global | ADAM-124886 | https://www.assets.signify.com/is/image/PhilipsLighting/e695b58cb4064cb7a8b7a4ad01802911 |  |  | ADAM-4c09ef758c804b5c8bc7ae7600a03bfd | https://www.assets.signify.com/is/content/Signify/696d36dcc9584a20a619ae7600a0433c |  |  |  |  | ADAM-ffb12d14f56044f38c33abeb00e9781c | https://www.docs.signify.com/assets/ies/ledtube_8w_g13_850lm_830-ies.ies | [8 empty] | ADAM-2fb9b3e05b224f938a58af700099e2b8 | https://www.assets.signify.com/is/content/Signify/114c6c3fdb354ebabe8daf700099e398 | ADAM-50df61026d5c4e838a7fac1a009d9222 | https://www.assets.signify.com/is/content/PhilipsLighting/fp929002419802-gis-global |  |  |  |  | ADAM-2ece555efbbf4aefbb3caf18008818e3 | https://www.assets.signify.com/is/content/Signify/e2eb215900ac42b5a6fbaf180088204b | ADAM-dd5b1cb345fa4da8bcdcaf32007fbb42;ADAM-fb489b9de7894bf9bca0afdc006fe424;ADAM-731bc415f50643bfb162afb1005f46bf;ADAM-51b7379269e54f909965afdc006fee1f | https://www.assets.signify.com/is/content/Signify/31ac9375c9ba48fe9dadaf32007fc97e;https://www.assets.signify.com/is/content/Signify/af9b2867d9e9416cb8bfafdc006fe413;https://www.assets.signify.com/is/content/Signify/b3f45ed33c824d508503afb1005f4a1f;https://www.assets.signify.com/is/content/Signify/0bf04182e1cc4a3ca333afdc006fee18 |  |  |  |  | F | 850 lumen |  | 830 ¦ CCT of 3000K | 80 | 3000 K | 8 W | 106.00 lm/W | 50 to 60 Hz |  | 850 lumen | 50000 hour(s) | 8 W | 0.9 |  | 50000 |  | 0.5 s |  | https://www.lighting.philips.com/link/929002419802_EU/prd/aa/en
FP-929002419902 | CorePro LEDtube UN 600mm HO 8W840 T8 | 929002419902 | 2019-11-14 00:00:00 |  |  |  | 240 degree(s) | Tube, double-ended | G13 ¦ Medium Bi-Pin Fluorescent | 4000 K | Cool White (CW) | 40 mA | <lt/>6 | 28 mm | No | 8 kWh | 70 % |  |  | 603 mm | 0.5 s |  |  | -20 °C to 45 °C | [9 empty] | Yes | [63 empty] | ADAM-25f6128540b44cfa805ba89a007d0dc3 | https://www.assets.signify.com/is/image/Signify/4b1c0a93845043f2bc2aa89a007d0edc | ADAM-84a02c17bf284f959aecac1a00a3cef2 | https://www.assets.signify.com/is/content/PhilipsLighting/fp929002419902-pss-global | ADAM-124886 | https://www.assets.signify.com/is/image/PhilipsLighting/e695b58cb4064cb7a8b7a4ad01802911 |  |  | ADAM-4c09ef758c804b5c8bc7ae7600a03bfd | https://www.assets.signify.com/is/content/Signify/696d36dcc9584a20a619ae7600a0433c |  |  |  |  | ADAM-863fc8364e54439eae0cabeb00e978fb | https://www.docs.signify.com/assets/ies/ledtube_8w_g13_900lm_840-ies.ies | [8 empty] | ADAM-57fe7c95b41a4f1ba6e7af70009a2df7 | https://www.assets.signify.com/is/content/Signify/ff682c046f5745eebffdaf70009a2ed4 | ADAM-803ccd1986c14abba40aac1a009d7d59 | https://www.assets.signify.com/is/content/PhilipsLighting/fp929002419902-gis-global |  |  |  |  | ADAM-2ece555efbbf4aefbb3caf18008818e3 | https://www.assets.signify.com/is/content/Signify/e2eb215900ac42b5a6fbaf180088204b | ADAM-dd5b1cb345fa4da8bcdcaf32007fbb42;ADAM-fb489b9de7894bf9bca0afdc006fe424;ADAM-731bc415f50643bfb162afb1005f46bf;ADAM-51b7379269e54f909965afdc006fee1f | https://www.assets.signify.com/is/content/Signify/31ac9375c9ba48fe9dadaf32007fc97e;https://www.assets.signify.com/is/content/Signify/af9b2867d9e9416cb8bfafdc006fe413;https://www.assets.signify.com/is/content/Signify/b3f45ed33c824d508503afb1005f4a1f;https://www.assets.signify.com/is/content/Signify/0bf04182e1cc4a3ca333afdc006fee18 |  |  |  |  | E | 900 lumen |  | 840 ¦ CCT of 4000K | 80 | 4000 K | 8 W | 112 lm/W | 50 to 60 Hz |  | 900 lumen | 50000 hour(s) | 8 W | 0.9 |  | 50000 |  | 0.5 s |  | https://www.lighting.philips.com/link/929002419902_EU/prd/aa/en
FP-929002420002 | CorePro LEDtube UN 600mm HO 8W865 T8 | 929002420002 | 2019-11-14 00:00:00 |  |  |  | 240 degree(s) | Tube, double-ended | G13 ¦ Medium Bi-Pin Fluorescent | 6500 K | Cool Daylight | 40 mA | <lt/>6 | 28 mm | No | 8 kWh | 70 % |  |  | 603 mm | 0.5 s |  |  | -20 °C to 45 °C | [9 empty] | Yes | [63 empty] | ADAM-25f6128540b44cfa805ba89a007d0dc3 | https://www.assets.signify.com/is/image/Signify/4b1c0a93845043f2bc2aa89a007d0edc | ADAM-6f7981b2dd1a4192917fac1a00a8456a | https://www.assets.signify.com/is/content/PhilipsLighting/fp929002420002-pss-global | ADAM-124886 | https://www.assets.signify.com/is/image/PhilipsLighting/e695b58cb4064cb7a8b7a4ad01802911 |  |  | ADAM-4c09ef758c804b5c8bc7ae7600a03bfd | https://www.assets.signify.com/is/content/Signify/696d36dcc9584a20a619ae7600a0433c |  |  |  |  | ADAM-1851ef8ed82a40a5b122abeb00e979d6 | https://www.docs.signify.com/assets/ies/ledtube_8w_g13_900lm_865-ies.ies | [8 empty] | ADAM-eb41ce0447a24e1d92e4af70009a6a01 | https://www.assets.signify.com/is/content/Signify/bb6c2dafb12a4a69a5ffaf70009a6ade | ADAM-b7a5b3593c9f41989d4dac1a009e0669 | https://www.assets.signify.com/is/content/PhilipsLighting/fp929002420002-gis-global |  |  |  |  | ADAM-2ece555efbbf4aefbb3caf18008818e3 | https://www.assets.signify.com/is/content/Signify/e2eb215900ac42b5a6fbaf180088204b | ADAM-dd5b1cb345fa4da8bcdcaf32007fbb42;ADAM-fb489b9de7894bf9bca0afdc006fe424;ADAM-731bc415f50643bfb162afb1005f46bf;ADAM-51b7379269e54f909965afdc006fee1f | https://www.assets.signify.com/is/content/Signify/31ac9375c9ba48fe9dadaf32007fc97e;https://www.assets.signify.com/is/content/Signify/af9b2867d9e9416cb8bfafdc006fe413;https://www.assets.signify.com/is/content/Signify/b3f45ed33c824d508503afb1005f4a1f;https://www.assets.signify.com/is/content/Signify/0bf04182e1cc4a3ca333afdc006fee18 |  |  |  |  | E | 900 lumen |  | 865 ¦ CCT of 6500K | 80 | 6500 K | 8 W | 112 lm/W | 50 to 60 Hz |  | 900 lumen | 50000 hour(s) | 8 W | 0.9 |  | 50000 |  | 0.5 s |  | https://www.lighting.philips.com/link/929002420002_EU/prd/aa/en
FP-929002421202 | MAS LEDtube 1500mm HE 20W 830 T5 EU | 929002421202 | 2020-11-04 00:00:00 |  |  |  | 200 degree(s) | Tube, double-ended | G5 ¦ G5 | 3000 K | White (WH) | 99 mA | <lt/>6 | 19 mm | No | 20 kWh | 70 % |  |  | 1463 mm | 0.5 s |  |  | -20 °C to 45 °C | [9 empty] | Yes | [63 empty] | ADAM-20170725094847734 | https://www.assets.signify.com/is/image/PhilipsLighting/978ab80649214bedb481a7bb0080c23a | ADAM-fa6da8b9173341d1a4baad5c017bcc0f | https://www.assets.signify.com/is/content/Signify/fp929002421202-pss-global | ADAM-20161212150217384 | https://www.assets.signify.com/is/image/PhilipsLighting/6eba304c25944252a4f1a6da00e6dcc0 |  |  | ADAM-ab431c7b211445dc9d1cae7d00a1fb69 | https://www.assets.signify.com/is/content/Signify/415d7353685f4be39340ae7d00a202b0 |  |  |  |  | ADAM-959f78226b444055aea5abfe0100ff14 | https://www.docs.signify.com/assets/ies/ledtube_mas_20w_g5_2800lm_830-ies.ies | [8 empty] | ADAM-9a3050a8d93d4247ad1cadad012ab297 | https://www.assets.signify.com/is/content/Signify/e3f707395b1f4172997dadad012ab6e2 | ADAM-5e0c787d30b8439d8dfead5c01798107 | https://www.assets.signify.com/is/content/Signify/fp929002421202-gis-global | [12 empty] | D | 2800 lumen |  | 830 ¦ CCT of 3000K | 80 | 3000 K | 20 W | 140.00 lm/W | 50 to 60 Hz |  | 2800 lumen | 50000 hour(s) | 20 W | 0.92 |  | 200000 |  | 0.5 s |  | https://www.lighting.philips.com/link/929002421202_EU/prd/aa/en
FP-929002421302 | MAS LEDtube 1500mm HE 20W 840 T5 EU | 929002421302 | 2020-11-04 00:00:00 |  |  |  | 200 degree(s) | Tube, double-ended | G5 ¦ G5 | 4000 K | Cool White (CW) | 99 mA | <lt/>6 | 19 mm | No | 20 kWh | 70 % |  |  | 1463 mm | 0.5 s |  |  | -20 °C to 45 °C | [9 empty] | Yes | [63 empty] | ADAM-20170725094847734 | https://www.assets.signify.com/is/image/PhilipsLighting/978ab80649214bedb481a7bb0080c23a | ADAM-264ed86a3e80469391d4ad5c017be771 | https://www.assets.signify.com/is/content/Signify/fp929002421302-pss-global | ADAM-20161212150217384 | https://www.assets.signify.com/is/image/PhilipsLighting/6eba304c25944252a4f1a6da00e6dcc0 |  |  | ADAM-ab431c7b211445dc9d1cae7d00a1fb69 | https://www.assets.signify.com/is/content/Signify/415d7353685f4be39340ae7d00a202b0 |  |  |  |  | ADAM-d5f350d731d844a2b775abfe0100ffbe | https://www.docs.signify.com/assets/ies/ledtube_mas_20w_g5_3000lm_840-ies.ies | [8 empty] | ADAM-d4a9c06b36024162a5a8adad0163dc01 | https://www.assets.signify.com/is/content/Signify/7502d93fcc1f46f19276adad0163ddd9 | ADAM-9f7ea99067c44e83ab92ad5c017a03ef | https://www.assets.signify.com/is/content/Signify/fp929002421302-gis-global | [12 empty] | D | 3000 lumen |  | 840 ¦ CCT of 4000K | 80 | 4000 K | 20 W | 150 lm/W | 50 to 60 Hz |  | 3000 lumen | 50000 hour(s) | 20 W | 0.92 |  | 200000 |  | 0.5 s |  | https://www.lighting.philips.com/link/929002421302_EU/prd/aa/en
FP-929002421402 | MAS LEDtube 1500mm HE 20W 865 T5 EU | 929002421402 | 2020-11-04 00:00:00 |  |  |  | 200 degree(s) | Tube, double-ended | G5 ¦ G5 | 6500 K | Cool Daylight | 99 mA | <lt/>6 | 19 mm | No | 20 kWh | 70 % |  |  | 1463 mm | 0.5 s |  |  | -20 °C to 45 °C | [9 empty] | Yes | [63 empty] | ADAM-20170725094847734 | https://www.assets.signify.com/is/image/PhilipsLighting/978ab80649214bedb481a7bb0080c23a | ADAM-8cde29b18fd44b1f99aead5c017b9141 | https://www.assets.signify.com/is/content/Signify/fp929002421402-pss-global | ADAM-20161212150217384 | https://www.assets.signify.com/is/image/PhilipsLighting/6eba304c25944252a4f1a6da00e6dcc0 |  |  | ADAM-ab431c7b211445dc9d1cae7d00a1fb69 | https://www.assets.signify.com/is/content/Signify/415d7353685f4be39340ae7d00a202b0 |  |  |  |  | ADAM-76ad0ad0aa6145c896dbabfe01010062 | https://www.docs.signify.com/assets/ies/ledtube_mas_20w_g5_3000lm_865-ies.ies | [8 empty] | ADAM-2c46a78a74ee4190a1ceadad012b43c8 | https://www.assets.signify.com/is/content/Signify/76c9f229ec7548e49989adad012b45ab | ADAM-2f107f66a5404191a6dfad5c0179b78c | https://www.assets.signify.com/is/content/Signify/fp929002421402-gis-global | [12 empty] | D | 3000 lumen |  | 865 ¦ CCT of 6500K | 80 | 6500 K | 20 W | 150 lm/W | 50 to 60 Hz |  | 3000 lumen | 50000 hour(s) | 20 W | 0.92 |  | 200000 |  | 0.5 s |  | https://www.lighting.philips.com/link/929002421402_EU/prd/aa/en
FP-929002444001 | LED 2.2W 300mm S14D WW ND 1CT/4 | 929002444001 | 2020-01-21 00:00:00 |  |  |  | 140 degree(s) | Others | S14D ¦ S14d | 2700 K | Warm White (WW) | 22 mA | <lt/>6 | 30 mm | No | 3 kWh | 70 % |  |  | 300 mm | 0.5 s |  |  | -20 °C to 45 °C | [73 empty] | ADAM-f7d203194d064733b065ac2900f02ad0 | https://www.assets.signify.com/is/image/PhilipsLighting/ce62a6416a0e4abd9131ac2900f02b9e | ADAM-52fd081490c64d39889aac38013fb2e7 | https://www.assets.signify.com/is/content/PhilipsLighting/fp929002444001-pss-global | ADAM-6d1acb63d51b44a1b711ac2900f00fcd | https://www.assets.signify.com/is/image/PhilipsLighting/30bc34ac8b404a99a0b6ac2900f0107c | [8 empty] | ADAM-4bb3c39d672a498b9c38ac2900f01b27 | https://www.docs.signify.com/assets/ies/ledtube_2%2c2w_s14d_250lm_827-ies.ies | [8 empty] | ADAM-2f1ae30610ff40b98671adad01629289 | https://www.assets.signify.com/is/content/Signify/8c936299fe674727a947adad01629698 | ADAM-dfc24784b80f468f9297ac38012c94ae | https://www.assets.signify.com/is/content/PhilipsLighting/fp929002444001-gis-global | [12 empty] | E | 250 lumen |  | 827 ¦ CCT of 2700K | 80 | 2700 K | 2.2 W | 113.00 lm/W | 50 to 60 Hz |  | 250 lumen | 30000 hour(s) | 2.2 W | 0.4 | 30000 hour(s) | 50000 |  | 0.5 s |  | https://www.lighting.philips.com/link/929002444001_EU/prd/aa/en
FP-929002444101 | LED 3.5W 500mm S14D WW ND 1CT/4 | 929002444101 | 2020-01-21 00:00:00 |  |  |  | 140 degree(s) | Others | S14D ¦ S14d | 2700 K | Warm White (WW) | 32 mA | <lt/>6 | 30 mm | No | 4 kWh | 70 % |  |  | 500 mm | 0.5 s |  |  | -20 °C to 45 °C | [73 empty] | ADAM-a8b6bcf2f42b4c5d987bac2900f02c1e | https://www.assets.signify.com/is/image/PhilipsLighting/8baa7c2c490c41158e62ac2900f02d10 | ADAM-cb9e2761714c4494955aac38015713d0 | https://www.assets.signify.com/is/content/PhilipsLighting/fp929002444101-pss-global | ADAM-6d1acb63d51b44a1b711ac2900f00fcd | https://www.assets.signify.com/is/image/PhilipsLighting/30bc34ac8b404a99a0b6ac2900f0107c | [8 empty] | ADAM-838f5fb8349943c0bc88ac2900f01c0e | https://www.docs.signify.com/assets/ies/ledtube_3%2c5w_s14d_375lm_827-ies.ies | [8 empty] | ADAM-8d0bf12f172540949625adad01631f52 | https://www.assets.signify.com/is/content/Signify/a9090f0348744f39ac2fadad01632161 | ADAM-a507acf7d9a54bc58f82ac38012aa0aa | https://www.assets.signify.com/is/content/PhilipsLighting/fp929002444101-gis-global | [12 empty] | F | 375 lumen |  | 827 ¦ CCT of 2700K | 80 | 2700 K | 3.5 W | 107.00 lm/W | 50 to 60 Hz |  | 375 lumen | 30000 hour(s) | 3.5 W | 0.4 | 30000 hour(s) | 50000 |  | 0.5 s |  | https://www.lighting.philips.com/link/929002444101_EU/prd/aa/en
FP-929002444201 | LED 2.2W 300mm S14S WW ND 1CT/4 | 929002444201 | 2020-01-21 00:00:00 |  |  |  | 140 degree(s) | Others | S14S ¦ S14s | 2700 K | Warm White (WW) | 22 mA | <lt/>6 | 30 mm | No | 3 kWh | 70 % |  |  | 300 mm | 0.5 s |  |  | -20 °C to 45 °C | [73 empty] | ADAM-4e090ffba80d4180ae18ac2900f0222e | https://www.assets.signify.com/is/image/PhilipsLighting/60d49d51ee8241c3a438ac2900f0247f | ADAM-e6a1a55bc25f4974ba8dac38014a1fbb | https://www.assets.signify.com/is/content/PhilipsLighting/fp929002444201-pss-global | ADAM-27a26352fc9043618444ac2900f00cdc | https://www.assets.signify.com/is/image/PhilipsLighting/18657e9397e147638eb8ac2900f00edc | [8 empty] | ADAM-9a414ae33c034af495e9ac2900f0188c | https://www.docs.signify.com/assets/ies/ledtube_2%2c2w_s14s_250lm_827-ies.ies | [8 empty] | ADAM-759df54df9ef42218a6cadad01639c28 | https://www.assets.signify.com/is/content/Signify/d9aa6f4706fc48d58fe4adad01639d33 | ADAM-60640dc0c85d4a87837bac38012abdaf | https://www.assets.signify.com/is/content/PhilipsLighting/fp929002444201-gis-global | [12 empty] | E | 250 lumen |  | 827 ¦ CCT of 2700K | 80 | 2700 K | 2.2 W | 113.00 lm/W | 50 to 60 Hz |  | 250 lumen | 30000 hour(s) | 2.2 W | 0.4 | 30000 hour(s) | 50000 |  | 0.5 s |  | https://www.lighting.philips.com/link/929002444201_EU/prd/aa/en
FP-929002444301 | LED 3.5W 500mm S14S WW ND 1CT/4 | 929002444301 | 2020-01-21 00:00:00 |  |  |  | 140 degree(s) | Others | S14S ¦ S14s | 2700 K | Warm White (WW) | 32 mA | <lt/>6 | 30 mm | No | 4 kWh | 70 % |  |  | 500 mm | 0.5 s |  |  | -20 °C to 45 °C | [73 empty] | ADAM-986c1a13f37144509a60ac2900f025d0 | https://www.assets.signify.com/is/image/PhilipsLighting/74437b0b7ec94d61b157ac2900f0275a | ADAM-6f8b42db344a4867b250ac380156181f | https://www.assets.signify.com/is/content/PhilipsLighting/fp929002444301-pss-global | ADAM-27a26352fc9043618444ac2900f00cdc | https://www.assets.signify.com/is/image/PhilipsLighting/18657e9397e147638eb8ac2900f00edc | [8 empty] | ADAM-699227548697420b8406ac2900f0197c | https://www.docs.signify.com/assets/ies/ledtube_3%2c5w_s14s_375lm_827-ies.ies | [8 empty] | ADAM-3c94f9aabe9348ff8616adad016440a4 | https://www.assets.signify.com/is/content/Signify/20a3349a113842dfa12cadad016442ce | ADAM-fe9eeaa2be7f4ee1b43dac38012e5153 | https://www.assets.signify.com/is/content/PhilipsLighting/fp929002444301-gis-global | [12 empty] | F | 375 lumen |  | 827 ¦ CCT of 2700K | 80 | 2700 K | 3.5 W | 107.00 lm/W | 50 to 60 Hz |  | 375 lumen | 30000 hour(s) | 3.5 W | 0.4 | 30000 hour(s) | 50000 |  | 0.5 s |  | https://www.lighting.philips.com/link/929002444301_EU/prd/aa/en
FP-929002445517 | LEDClassic SSW 60W A60 E27WWFR ND 1PF/10 | 929002445517 | 2020-01-22 00:00:00 |  |  |  |  | A60 ¦ A 60mm | E27 ¦ E27 | 2700 K;2500 K;2200 K | Warm/Extra Warm/Very Warm | 43 mA | <lt/>6 | 60 mm | No | 8 kWh | 70 % |  |  | 104 mm | 0.5 s | [76 empty] | ADAM-29cbdd658c5646289ff7aabc0073883a | https://www.assets.signify.com/is/image/PhilipsLighting/125731668c384c878a8baabc00738bb0 | ADAM-84a5fe67dd5245888d0aac380143cbd2 | https://www.assets.signify.com/is/content/PhilipsLighting/fp929002445517-pss-global | ADAM-0c5aca8eb8da46a8b043abf300f2e70e | https://www.assets.signify.com/is/image/PhilipsLighting/0f777a642a0f483c9324abf300f2e91d | [8 empty] | ADAM-e149e06251d143d0bcdfad4801338483 | https://www.docs.signify.com/assets/ies/ledbulb_ssw_7%2c5w_a60_e27_827_fr-ies.ies | [8 empty] | ADAM-79c7e5f388214a28987aadad00d02039 | https://www.assets.signify.com/is/content/Signify/06c1ea5e36444d37abbbadad00d02149 | ADAM-3fed6b00dd5d48f0af0dac38012a4643 | https://www.assets.signify.com/is/content/PhilipsLighting/fp929002445517-gis-global | [12 empty] | F |  |  | 827/825/822 ¦ CCT of 2700K/2500K/2200K | 80 | 2700 K;2500 K;2200 K | 1.6 W;3 W;7.5 W | 107.00 lm/W | 50 to 60 Hz |  |  | 15000 hour(s) | 1.6 W;3 W;7.5 W | 0.5 | 15000 hour(s) | 20000 |  | 0.5 s |  | https://www.lighting.philips.com/link/929002445517_EU/prd/aa/en
FP-929002466702 | Corepro LEDspot 670lm GU10 830 60D | 929002466702 | 2020-04-09 00:00:00 |  |  |  | 60 degree(s) | PAR16 ¦ PAR 2 inch/50mm | GU10 ¦ GU10 | 3000 K | White (WH) | 55 mA | <lt/>6 | 50 mm | No | 7 kWh | 70 % | 670 lumen | 750 cd | 54 mm | 0.5 s | Yes | [75 empty] | ADAM-e012b80426754031b77aac33008bdd68 | https://www.assets.signify.com/is/image/PhilipsLighting/66f5719dcbcc40e0ba1eac33008bde45 | ADAM-509e292eebf7470195b1ac8900d65021 | https://www.assets.signify.com/is/content/PhilipsLighting/fp929002466702-pss-global | ADAM-7bcca5ba23e44d99b1d1ac33008bd338 | https://www.assets.signify.com/is/image/PhilipsLighting/f73a804bd3a744b1a00cac33008bd3b9 | [8 empty] | ADAM-7cf7a42faed04bddbdc4ac33008bd4f2 | https://www.docs.signify.com/assets/ies/ledspots_mv_6%2c7w_par16_gu10_830_60d-ies.ies | [8 empty] | ADAM-c67e9fd6bed547e09198adad0188e3ce | https://www.assets.signify.com/is/content/Signify/059b2c9b02e14ea58fe0adad0188e5ee | ADAM-adbc1d9fdb5e4ecdad26ac8900d360f3 | https://www.assets.signify.com/is/content/PhilipsLighting/fp929002466702-gis-global |  |  |  |  | ADAM-71ba9b53b8f74ff8b134af18008823cc | https://www.assets.signify.com/is/content/Signify/981a4831942946e8bc14af1800882a0d | ADAM-13124142235548afbeb0af32007fd494 | https://www.assets.signify.com/is/content/Signify/97398daa33e24390871baf32007fdeac |  |  |  |  | E | 670 lumen |  | 830 ¦ CCT of 3000K | 80 | 3000 K | 6.7 W | 100.00 lm/W | 50 to 60 Hz |  | 670 lumen | 25000 hour(s) | 6.7 W | 0.5 |  | 50000 |  | 0.5 s | 90 W | https://www.lighting.philips.com/link/929002466702_EU/prd/aa/en
FP-929002466802 | Corepro LEDspot 730lm GU10 840 60D | 929002466802 | 2020-04-09 00:00:00 |  |  |  | 60 degree(s) | PAR16 ¦ PAR 2 inch/50mm | GU10 ¦ GU10 | 4000 K | Cool White (CW) | 55 mA | <lt/>6 | 50 mm | No | 7 kWh | 70 % | 730 lumen | 750 cd | 54 mm | 0.5 s | Yes | [75 empty] | ADAM-e012b80426754031b77aac33008bdd68 | https://www.assets.signify.com/is/image/PhilipsLighting/66f5719dcbcc40e0ba1eac33008bde45 | ADAM-31bec808c6f44c57b78dac8200ef5fd1 | https://www.assets.signify.com/is/content/PhilipsLighting/fp929002466802-pss-global | ADAM-7bcca5ba23e44d99b1d1ac33008bd338 | https://www.assets.signify.com/is/image/PhilipsLighting/f73a804bd3a744b1a00cac33008bd3b9 | [8 empty] | ADAM-9cfb61593ad447bdb0ddac33008bd5c9 | https://www.docs.signify.com/assets/ies/ledspots_mv_6%2c7w_par16_gu10_840_60d-ies.ies | [8 empty] | ADAM-1255ec9161134afc8297adad00bde821 | https://www.assets.signify.com/is/content/Signify/88ef31194dda4eb68e42adad00bde957 | ADAM-652bc74762d64fe8aadaac8200c292ec | https://www.assets.signify.com/is/content/PhilipsLighting/fp929002466802-gis-global |  |  |  |  | ADAM-71ba9b53b8f74ff8b134af18008823cc | https://www.assets.signify.com/is/content/Signify/981a4831942946e8bc14af1800882a0d | ADAM-13124142235548afbeb0af32007fd494 | https://www.assets.signify.com/is/content/Signify/97398daa33e24390871baf32007fdeac |  |  |  |  | E | 730 lumen |  | 840 ¦ CCT of 4000K | 80 | 4000 K | 6.7 W | 108.00 lm/W | 50 to 60 Hz |  | 730 lumen | 25000 hour(s) | 6.7 W | 0.5 |  | 50000 |  | 0.5 s | 100 W | https://www.lighting.philips.com/link/929002466802_EU/prd/aa/en
FP-929002474802 | MAS LEDtube 1500mm UO 36W 830 T5 | 929002474802 | 2020-06-10 00:00:00 |  |  |  | 200 degree(s) | Tube, double-ended | G5 ¦ G5 | 3000 K | White (WH) | 160 mA | <lt/>6 | 19 mm | No | 36 kWh | 70 % |  |  | 1463 mm | 0.5 s |  |  | -20 °C to 45 °C | [9 empty] | Yes | [63 empty] | ADAM-1330a2869c044a9dafbdac8d00aa4c77 | https://www.assets.signify.com/is/image/PhilipsLighting/a5bcb584d6594e06aae7ac8d00aa4e3e | ADAM-c7ba3d40a0834669be9eac900116691d | https://www.assets.signify.com/is/content/PhilipsLighting/fp929002474802-pss-global | ADAM-20161212150217384 | https://www.assets.signify.com/is/image/PhilipsLighting/6eba304c25944252a4f1a6da00e6dcc0 |  |  | ADAM-ab431c7b211445dc9d1cae7d00a1fb69 | https://www.assets.signify.com/is/content/Signify/415d7353685f4be39340ae7d00a202b0 |  |  |  |  | ADAM-4da9d14e27314130987fac8d00aa2b00 | https://www.docs.signify.com/assets/ies/ledtube_mas_36w_g5_5200lm_830-ies.ies | [8 empty] | ADAM-203bbaf877ba4b1bbc1badad01272b07 | https://www.assets.signify.com/is/content/Signify/cabc9d05929a4c2cb8e8adad01272c98 | ADAM-bae586cf236f4e82ada3ac9000e59baf | https://www.assets.signify.com/is/content/PhilipsLighting/fp929002474802-gis-global | [12 empty] | D | 5200 lumen |  | 830 ¦ CCT of 3000K | 80 | 3000 K | 36 W | 144.00 lm/W | 50 to 60 Hz |  | 5200 lumen | 50000 hour(s) | 36 W | 0.9 |  | 200000 |  | 0.5 s |  | https://www.lighting.philips.com/link/929002474802_EU/prd/aa/en
FP-929002474902 | MAS LEDtube 1500mm UO 36W 840 T5 | 929002474902 | 2020-06-10 00:00:00 |  |  |  | 200 degree(s) | Tube, double-ended | G5 ¦ G5 | 4000 K | Cool White (CW) | 160 mA | <lt/>6 | 19 mm | No | 36 kWh | 70 % |  |  | 1463 mm | 0.5 s |  |  | -20 °C to 45 °C | [9 empty] | Yes | [63 empty] | ADAM-1330a2869c044a9dafbdac8d00aa4c77 | https://www.assets.signify.com/is/image/PhilipsLighting/a5bcb584d6594e06aae7ac8d00aa4e3e | ADAM-e207b9f697314a8abfc7ac900111edfe | https://www.assets.signify.com/is/content/PhilipsLighting/fp929002474902-pss-global | ADAM-20161212150217384 | https://www.assets.signify.com/is/image/PhilipsLighting/6eba304c25944252a4f1a6da00e6dcc0 |  |  | ADAM-ab431c7b211445dc9d1cae7d00a1fb69 | https://www.assets.signify.com/is/content/Signify/415d7353685f4be39340ae7d00a202b0 |  |  |  |  | ADAM-bd180f84a3294dd09254ac8d00aa2f61 | https://www.docs.signify.com/assets/ies/ledtube_mas_36w_g5_5600lm_840-ies.ies | [8 empty] | ADAM-eb65c36456dc4c9494bcadad0174a740 | https://www.assets.signify.com/is/content/Signify/a30115de1421434ba059adad0174a945 | ADAM-7683a26215e84b6a9453ac9000e18880 | https://www.assets.signify.com/is/content/PhilipsLighting/fp929002474902-gis-global | [12 empty] | D | 5600 lumen |  | 840 ¦ CCT of 4000K | 80 | 4000 K | 36 W | 155 lm/W | 50 to 60 Hz |  | 5600 lumen | 50000 hour(s) | 36 W | 0.9 |  | 200000 |  | 0.5 s |  | https://www.lighting.philips.com/link/929002474902_EU/prd/aa/en
FP-929002475002 | MAS LEDtube 1500mm UO 36W 865 T5 | 929002475002 | 2020-06-10 00:00:00 |  |  |  | 200 degree(s) | Tube, double-ended | G5 ¦ G5 | 6500 K | Cool Daylight | 160 mA | <lt/>6 | 19 mm | No | 36 kWh | 70 % |  |  | 1463 mm | 0.5 s |  |  | -20 °C to 45 °C | [9 empty] | Yes | [63 empty] | ADAM-1330a2869c044a9dafbdac8d00aa4c77 | https://www.assets.signify.com/is/image/PhilipsLighting/a5bcb584d6594e06aae7ac8d00aa4e3e | ADAM-33db60dfbc4b47689f4dac900112caf9 | https://www.assets.signify.com/is/content/PhilipsLighting/fp929002475002-pss-global | ADAM-20161212150217384 | https://www.assets.signify.com/is/image/PhilipsLighting/6eba304c25944252a4f1a6da00e6dcc0 |  |  | ADAM-ab431c7b211445dc9d1cae7d00a1fb69 | https://www.assets.signify.com/is/content/Signify/415d7353685f4be39340ae7d00a202b0 |  |  |  |  | ADAM-0a97976e076c47a7acb1ac8d00aa32f6 | https://www.docs.signify.com/assets/ies/ledtube_mas_36w_g5_5600lm_865-ies.ies | [8 empty] | ADAM-3b533b2c5e764d39a3efadad01278fb7 | https://www.assets.signify.com/is/content/Signify/3ef601829a754530b2d1adad0127914e | ADAM-e835f1777b90435788cdac9000e87a0e | https://www.assets.signify.com/is/content/PhilipsLighting/fp929002475002-gis-global | [12 empty] | D | 5600 lumen |  | 865 ¦ CCT of 6500K | 80 | 6500 K | 36 W | 155 lm/W | 50 to 60 Hz |  | 5600 lumen | 50000 hour(s) | 36 W | 0.9 |  | 200000 |  | 0.5 s |  | https://www.lighting.philips.com/link/929002475002_EU/prd/aa/en
FP-929002481202 | TForce Core LED HPL 36W E27 830 FR | 929002481202 | 2020-07-24 00:00:00 |  |  |  | 300 degree(s) | ED90 ¦ ED 90mm | E27 ¦ E27 | 3000 K | White (WH) | 165 mA | <lt/>6 | 90 mm | No | 36 kWh | 70 % |  |  | 245 mm | 0.5 s |  |  | -20 °C to 45 °C | [9 empty] | Yes | [63 empty] | ADAM-244ce40e89e448ef81a3ab5900c303ad | https://www.assets.signify.com/is/image/PhilipsLighting/150d34607f01481e93a2ab5900c304fa | ADAM-16d75b0a8d0d413894c4ac8501210085 | https://www.assets.signify.com/is/content/PhilipsLighting/fp929002481202-pss-global | ADAM-2deec9d0ce7342f2aeaaab5900c301c5 | https://www.assets.signify.com/is/image/PhilipsLighting/8cf64136b90d43d48906ab5900c302cb |  |  | ADAM-51161843caab4cc5bc58af1700829c8d | https://www.assets.signify.com/is/content/Signify/e9d5500fffee468fb85baf170082a905 |  |  |  |  | ADAM-a768f71f81484fc8b278ac80012422ab | https://www.docs.signify.com/assets/ies/ledtforce_36w_ed90_e27_830-ies.ies | [8 empty] | ADAM-7cad6ce3329242e8bd0dadad017a9c95 | https://www.assets.signify.com/is/content/Signify/fcfc8c2a253c4aff85bcadad017a9e2d | ADAM-c01f4fc0f7cd47238ea5ac8501063c53 | https://www.assets.signify.com/is/content/PhilipsLighting/fp929002481202-gis-global |  |  |  |  | ADAM-12e2929bd9434f04b1b4b01500d914a5;ADAM-07a298f434c64317b47eb0190077b848 | https://www.assets.signify.com/is/content/Signify/fe054dd74c2047dcad34b01500d914a3;https://www.assets.signify.com/is/content/Signify/edc13fff1cc74a568a29b0190077ba4d | ADAM-ad7b42b4ec804c7585a1afb1005f33ba;ADAM-3588369a6ad64c3fb282b02900d8027a | https://www.assets.signify.com/is/content/Signify/4b1e838df6c048789a3fafb1005f44a7;https://www.assets.signify.com/is/content/Signify/4e1380eb83c64465bc0eb02900d80277 |  |  |  |  | D | 5500 lumen |  | 830 ¦ CCT of 3000K | 80 | 3000 K | 36 W | 152.00 lm/W | 50 to 60 Hz |  | 5500 lumen | 25000 hour(s) | 36 W | 0.9 |  | 15000 |  | 0.5 s | 200 W | https://www.lighting.philips.com/link/929002481202_EU/prd/aa/en
FP-929002481302 | TForce Core LED HPL 36W E27 840 FR | 929002481302 | 2020-07-24 00:00:00 |  |  |  | 300 degree(s) | ED90 ¦ ED 90mm | E27 ¦ E27 | 4000 K | Cool White (CW) | 165 mA | <lt/>6 | 90 mm | No | 36 kWh | 70 % |  |  | 245 mm | 0.5 s |  |  | -20 °C to 45 °C | [9 empty] | Yes | [63 empty] | ADAM-244ce40e89e448ef81a3ab5900c303ad | https://www.assets.signify.com/is/image/PhilipsLighting/150d34607f01481e93a2ab5900c304fa | ADAM-e943cd43ee8d4bc987d3ac85012a0084 | https://www.assets.signify.com/is/content/PhilipsLighting/fp929002481302-pss-global | ADAM-2deec9d0ce7342f2aeaaab5900c301c5 | https://www.assets.signify.com/is/image/PhilipsLighting/8cf64136b90d43d48906ab5900c302cb |  |  | ADAM-51161843caab4cc5bc58af1700829c8d | https://www.assets.signify.com/is/content/Signify/e9d5500fffee468fb85baf170082a905 |  |  |  |  | ADAM-075d2216795444ebadc6ac80012425dc | https://www.docs.signify.com/assets/ies/ledtforce_36w_ed90_e27_840-ies.ies | [8 empty] | ADAM-90e3eac338dc4ea4a91fadad017517ce | https://www.assets.signify.com/is/content/Signify/61af058a48034e95b981adad01751a30 | ADAM-34ee4ef3f80240c58bd8ac8501057b8f | https://www.assets.signify.com/is/content/PhilipsLighting/fp929002481302-gis-global |  |  |  |  | ADAM-12e2929bd9434f04b1b4b01500d914a5;ADAM-07a298f434c64317b47eb0190077b848 | https://www.assets.signify.com/is/content/Signify/fe054dd74c2047dcad34b01500d914a3;https://www.assets.signify.com/is/content/Signify/edc13fff1cc74a568a29b0190077ba4d | ADAM-ad7b42b4ec804c7585a1afb1005f33ba;ADAM-3588369a6ad64c3fb282b02900d8027a | https://www.assets.signify.com/is/content/Signify/4b1e838df6c048789a3fafb1005f44a7;https://www.assets.signify.com/is/content/Signify/4e1380eb83c64465bc0eb02900d80277 |  |  |  |  | C | 6000 lumen |  | 840 ¦ CCT of 4000K | 80 | 4000 K | 36 W | 166 lm/W | 50 to 60 Hz |  | 6000 lumen | 25000 hour(s) | 36 W | 0.9 |  | 15000 |  | 0.5 s | 200 W | https://www.lighting.philips.com/link/929002481302_EU/prd/aa/en
FP-929002481402 | TForce Core LED HPL 36W E40 830 FR | 929002481402 | 2020-07-24 00:00:00 |  |  |  | 300 degree(s) | ED90 ¦ ED 90mm | E40 ¦ E40 | 3000 K | White (WH) | 165 mA | <lt/>6 | 90 mm | No | 36 kWh | 70 % |  |  | 230 mm | 0.5 s |  |  | -20 °C to 45 °C | [9 empty] | Yes | [63 empty] | ADAM-8f5803518a504d56a001ac8001243e0a | https://www.assets.signify.com/is/image/PhilipsLighting/2edc20f9a9f342acbdddac8001244165 | ADAM-2525fa15e6ea49bb84f4ac85010fba1a | https://www.assets.signify.com/is/content/PhilipsLighting/fp929002481402-pss-global | ADAM-d1bc2eb4b22d4994a92aac80012401a3 | https://www.assets.signify.com/is/image/PhilipsLighting/db1e4f6ee518458eb87eac80012408ff |  |  | ADAM-51161843caab4cc5bc58af1700829c8d | https://www.assets.signify.com/is/content/Signify/e9d5500fffee468fb85baf170082a905 |  |  |  |  | ADAM-bde5a4813aff42c999ebac8001242bc9 | https://www.docs.signify.com/assets/ies/ledtforce_36w_ed90_e40_830-ies.ies | [8 empty] | ADAM-9c4ebf584f3c4521bd81adad017b042e | https://www.assets.signify.com/is/content/Signify/c4d8497cc831475ab4d2adad017b0578 | ADAM-2f5e3f15a2cc41ce9d6cac850105ab46 | https://www.assets.signify.com/is/content/PhilipsLighting/fp929002481402-gis-global |  |  |  |  | ADAM-12e2929bd9434f04b1b4b01500d914a5;ADAM-07a298f434c64317b47eb0190077b848 | https://www.assets.signify.com/is/content/Signify/fe054dd74c2047dcad34b01500d914a3;https://www.assets.signify.com/is/content/Signify/edc13fff1cc74a568a29b0190077ba4d | ADAM-ad7b42b4ec804c7585a1afb1005f33ba;ADAM-3588369a6ad64c3fb282b02900d8027a | https://www.assets.signify.com/is/content/Signify/4b1e838df6c048789a3fafb1005f44a7;https://www.assets.signify.com/is/content/Signify/4e1380eb83c64465bc0eb02900d80277 |  |  |  |  | D | 5500 lumen |  | 830 ¦ CCT of 3000K | 80 | 3000 K | 36 W | 152.00 lm/W | 50 to 60 Hz |  | 5500 lumen | 25000 hour(s) | 36 W | 0.9 |  | 15000 |  | 0.5 s | 200 W | https://www.lighting.philips.com/link/929002481402_EU/prd/aa/en
FP-929002481502 | TForce Core LED HPL 36W E40 840 FR | 929002481502 | 2020-07-24 00:00:00 |  |  |  | 300 degree(s) | ED90 ¦ ED 90mm | E40 ¦ E40 | 4000 K | Cool White (CW) | 165 mA | <lt/>6 | 90 mm | No | 36 kWh | 70 % |  |  | 230 mm | 0.5 s |  |  | -20 °C to 45 °C | [9 empty] | Yes | [63 empty] | ADAM-8f5803518a504d56a001ac8001243e0a | https://www.assets.signify.com/is/image/PhilipsLighting/2edc20f9a9f342acbdddac8001244165 | ADAM-3685a93801b04e21b499ac85012dcfce | https://www.assets.signify.com/is/content/PhilipsLighting/fp929002481502-pss-global | ADAM-d1bc2eb4b22d4994a92aac80012401a3 | https://www.assets.signify.com/is/image/PhilipsLighting/db1e4f6ee518458eb87eac80012408ff |  |  | ADAM-51161843caab4cc5bc58af1700829c8d | https://www.assets.signify.com/is/content/Signify/e9d5500fffee468fb85baf170082a905 |  |  |  |  | ADAM-1f0f678251df4de08bbbac8001243189 | https://www.docs.signify.com/assets/ies/ledtforce_36w_ed90_e40_840-ies.ies | [8 empty] | ADAM-69fc275258d94013bea0adad01759206 | https://www.assets.signify.com/is/content/Signify/f22de2bd55eb40a3b1bbadad017593f3 | ADAM-8a0fcf67ec364e3b9f7dac85010488da | https://www.assets.signify.com/is/content/PhilipsLighting/fp929002481502-gis-global |  |  |  |  | ADAM-12e2929bd9434f04b1b4b01500d914a5;ADAM-07a298f434c64317b47eb0190077b848 | https://www.assets.signify.com/is/content/Signify/fe054dd74c2047dcad34b01500d914a3;https://www.assets.signify.com/is/content/Signify/edc13fff1cc74a568a29b0190077ba4d | ADAM-ad7b42b4ec804c7585a1afb1005f33ba;ADAM-3588369a6ad64c3fb282b02900d8027a | https://www.assets.signify.com/is/content/Signify/4b1e838df6c048789a3fafb1005f44a7;https://www.assets.signify.com/is/content/Signify/4e1380eb83c64465bc0eb02900d80277 |  |  |  |  | C | 6000 lumen |  | 840 ¦ CCT of 4000K | 80 | 4000 K | 36 W | 166 lm/W | 50 to 60 Hz |  | 6000 lumen | 25000 hour(s) | 36 W | 0.9 |  | 15000 |  | 0.5 s | 200 W | https://www.lighting.philips.com/link/929002481502_EU/prd/aa/en
FP-929002484802 | TForce Core LED road 17W 730 E27 MV | 929002484802 | 2020-09-17 00:00:00 |  |  |  |  | T-shape | E27 ¦ E27 | 3000 K | White (WH) | 80 mA | <lt/>6 | 38 mm | No | 17 kWh | 70 % |  |  | 170 mm | 0.5 s |  |  | -20 °C to 45 °C | [9 empty] | Yes | [63 empty] | ADAM-52877720be4243f3a11aad4100dbbe12 | https://www.assets.signify.com/is/image/Signify/63fd51770cf949d78692ad4100dbbf39 | ADAM-520d1b171b3042cba165ad8e01836ac0 | https://www.assets.signify.com/is/content/Signify/fp929002484802-pss-global | ADAM-f5201c16dd794eb1b28cad4100db9ccd | https://www.assets.signify.com/is/image/Signify/37a7b63bcba449f697daad4100db9f23 |  |  | ADAM-56258dd249f2418e9738af170082b939 | https://www.assets.signify.com/is/content/Signify/90bcd2c9f29c49429530af170082c1c9 |  |  |  |  | ADAM-6fb28fed495342bc993cad4100dbb0dc | https://www.docs.signify.com/assets/ies/ledtforce_core_road_17w_tshape_e27_730-ies.ies | [8 empty] | ADAM-38a10f0267d8427b8dd4adab015a5890 | https://www.assets.signify.com/is/content/Signify/8461a3d885194d67a053adab015a59d8 | ADAM-2b119a7fe2704470b3e2ad8e0181b4e5 | https://www.assets.signify.com/is/content/Signify/fp929002484802-gis-global |  |  |  |  | ADAM-12e2929bd9434f04b1b4b01500d914a5;ADAM-bc760f48a19d44469a4bb0190077bb59 | https://www.assets.signify.com/is/content/Signify/fe054dd74c2047dcad34b01500d914a3;https://www.assets.signify.com/is/content/Signify/51d4f859a90c49e09ab7b0190077be39 | ADAM-3588369a6ad64c3fb282b02900d8027a | https://www.assets.signify.com/is/content/Signify/4e1380eb83c64465bc0eb02900d80277 |  |  |  |  | C | 2800 lumen |  | 730 ¦ CCT of 3000K | 70 | 3000 K | 17 W | 164.00 lm/W | 50 to 60 Hz |  | 2800 lumen | 25000 hour(s) | 17 W | 0.9 |  | 15000 |  | 0.5 s | 50 W | https://www.lighting.philips.com/link/929002484802_EU/prd/aa/en
FP-929002484902 | TForce Core LED road 17W 740 E27 MV | 929002484902 | 2020-09-17 00:00:00 |  |  |  |  | T-shape | E27 ¦ E27 | 4000 K | Cool White (CW) | 80 mA | <lt/>6 | 38 mm | No | 17 kWh | 70 % |  |  | 170 mm | 0.5 s |  |  | -20 °C to 45 °C | [9 empty] | Yes | [63 empty] | ADAM-52877720be4243f3a11aad4100dbbe12 | https://www.assets.signify.com/is/image/Signify/63fd51770cf949d78692ad4100dbbf39 | ADAM-756f1021413141a4b797ad8e018351b2 | https://www.assets.signify.com/is/content/Signify/fp929002484902-pss-global | ADAM-f5201c16dd794eb1b28cad4100db9ccd | https://www.assets.signify.com/is/image/Signify/37a7b63bcba449f697daad4100db9f23 |  |  | ADAM-56258dd249f2418e9738af170082b939 | https://www.assets.signify.com/is/content/Signify/90bcd2c9f29c49429530af170082c1c9 |  |  |  |  | ADAM-9acb4272498a4839a28fad4100dbabfc | https://www.docs.signify.com/assets/ies/ledtforce_core_road_17w_tshape_e27_740-ies.ies | [8 empty] | ADAM-2c1e3bd8ad3f44fe89dbadab015ab29b | https://www.assets.signify.com/is/content/Signify/5aa18bdc72fb46c78e4cadab015ab454 | ADAM-fdb48bedc6df4712adf4ad8e01822ed8 | https://www.assets.signify.com/is/content/Signify/fp929002484902-gis-global |  |  |  |  | ADAM-12e2929bd9434f04b1b4b01500d914a5;ADAM-bc760f48a19d44469a4bb0190077bb59 | https://www.assets.signify.com/is/content/Signify/fe054dd74c2047dcad34b01500d914a3;https://www.assets.signify.com/is/content/Signify/51d4f859a90c49e09ab7b0190077be39 | ADAM-3588369a6ad64c3fb282b02900d8027a | https://www.assets.signify.com/is/content/Signify/4e1380eb83c64465bc0eb02900d80277 |  |  |  |  | C | 3000 lumen |  | 740 ¦ CCT of 4000K | 70 | 4000 K | 17 W | 176.00 lm/W | 50 to 60 Hz |  | 3000 lumen | 25000 hour(s) | 17 W | 0.9 |  | 15000 |  | 0.5 s | 50 W | https://www.lighting.philips.com/link/929002484902_EU/prd/aa/en
FP-929002485002 | TForce Core LED road 26W 730 E27 MV | 929002485002 | 2020-09-17 00:00:00 |  |  |  |  | T-shape | E27 ¦ E27 | 3000 K | White (WH) | 120 mA | <lt/>6 | 38 mm | No | 26 kWh | 70 % |  |  | 210 mm | 0.5 s |  |  | -20 °C to 45 °C | [9 empty] | Yes | [63 empty] | ADAM-7224cb4fe4f6485a829bad4100dbc225 | https://www.assets.signify.com/is/image/Signify/aeef88db0a974632b298ad4100dbc318 | ADAM-5acedd091b5d473989efad8e0181af58 | https://www.assets.signify.com/is/content/Signify/fp929002485002-pss-global | ADAM-9a62362225444d09af78ad4100dba004 | https://www.assets.signify.com/is/image/Signify/cce4afb285bb46359518ad4100dba08c |  |  | ADAM-56258dd249f2418e9738af170082b939 | https://www.assets.signify.com/is/content/Signify/90bcd2c9f29c49429530af170082c1c9 |  |  |  |  | ADAM-36e8ee83984541efb383ad4100dbacbc | https://www.docs.signify.com/assets/ies/ledtforce_core_road_26w_tshape_e27_730-ies.ies | [8 empty] | ADAM-50b3ddff9b0e4ed38d0aadab015b1298 | https://www.assets.signify.com/is/content/Signify/a9b1e18a98aa416888ddadab015b1565 | ADAM-2917b1a443cc4ecd8c19ad8e0181af58 | https://www.assets.signify.com/is/content/Signify/fp929002485002-gis-global |  |  |  |  | ADAM-12e2929bd9434f04b1b4b01500d914a5;ADAM-bc760f48a19d44469a4bb0190077bb59 | https://www.assets.signify.com/is/content/Signify/fe054dd74c2047dcad34b01500d914a3;https://www.assets.signify.com/is/content/Signify/51d4f859a90c49e09ab7b0190077be39 | ADAM-3588369a6ad64c3fb282b02900d8027a | https://www.assets.signify.com/is/content/Signify/4e1380eb83c64465bc0eb02900d80277 |  |  |  |  | C | 4200 lumen |  | 730 ¦ CCT of 3000K | 70 | 3000 K | 26 W | 161.00 lm/W | 50 to 60 Hz |  | 4200 lumen | 25000 hour(s) | 26 W | 0.9 |  | 15000 |  | 0.5 s | 70 W | https://www.lighting.philips.com/link/929002485002_EU/prd/aa/en
FP-929002485102 | TForce Core LED road 26W 740 E27 MV | 929002485102 | 2020-09-17 00:00:00 |  |  |  |  | T-shape | E27 ¦ E27 | 4000 K | Cool White (CW) | 120 mA | <lt/>6 | 38 mm | No | 26 kWh | 70 % |  |  | 210 mm | 0.5 s |  |  | -20 °C to 45 °C | [9 empty] | Yes | [63 empty] | ADAM-7224cb4fe4f6485a829bad4100dbc225 | https://www.assets.signify.com/is/image/Signify/aeef88db0a974632b298ad4100dbc318 | ADAM-4fd9d7b0e3d94a5f976fad8e0185052d | https://www.assets.signify.com/is/content/Signify/fp929002485102-pss-global | ADAM-9a62362225444d09af78ad4100dba004 | https://www.assets.signify.com/is/image/Signify/cce4afb285bb46359518ad4100dba08c |  |  | ADAM-56258dd249f2418e9738af170082b939 | https://www.assets.signify.com/is/content/Signify/90bcd2c9f29c49429530af170082c1c9 |  |  |  |  | ADAM-e3a77dc31f664f2099a6ad4100dbad67 | https://www.docs.signify.com/assets/ies/ledtforce_core_road_26w_tshape_e27_740-ies.ies | [8 empty] | ADAM-1c115d11fd5c403d9c1aadab015b7e4c | https://www.assets.signify.com/is/content/Signify/208cd5ac219e4d749d3aadab015b7f9a | ADAM-56ebea42446943d2bdcbad8e0181ced6 | https://www.assets.signify.com/is/content/Signify/fp929002485102-gis-global |  |  |  |  | ADAM-12e2929bd9434f04b1b4b01500d914a5;ADAM-bc760f48a19d44469a4bb0190077bb59 | https://www.assets.signify.com/is/content/Signify/fe054dd74c2047dcad34b01500d914a3;https://www.assets.signify.com/is/content/Signify/51d4f859a90c49e09ab7b0190077be39 | ADAM-3588369a6ad64c3fb282b02900d8027a | https://www.assets.signify.com/is/content/Signify/4e1380eb83c64465bc0eb02900d80277 |  |  |  |  | C | 4500 lumen |  | 740 ¦ CCT of 4000K | 70 | 4000 K | 26 W | 173.00 lm/W | 50 to 60 Hz |  | 4500 lumen | 25000 hour(s) | 26 W | 0.9 |  | 15000 |  | 0.5 s | 70 W | https://www.lighting.philips.com/link/929002485102_EU/prd/aa/en
FP-929002485202 | TForce Core LED road 40W 730 E40 MV | 929002485202 | 2020-09-17 00:00:00 |  |  |  |  | T-shape | E40 ¦ E40 | 3000 K | White (WH) | 178 mA | <lt/>6 | 46 mm | No | 40 kWh | 70 % |  |  | 225 mm | 0.5 s |  |  | -20 °C to 45 °C | [9 empty] | Yes | [63 empty] | ADAM-cc211c8568f442388c4bad4100dbc3d9 | https://www.assets.signify.com/is/image/Signify/05301eb5f7b048ca8b45ad4100dbc4c8 | ADAM-1684bc2b761544d3ad5ead8e0181c28a | https://www.assets.signify.com/is/content/Signify/fp929002485202-pss-global | ADAM-4d55e2a539234c5daa1ead4100dba110 | https://www.assets.signify.com/is/image/Signify/b090dbd6dda347d591b7ad4100dba1a1 |  |  | ADAM-56258dd249f2418e9738af170082b939 | https://www.assets.signify.com/is/content/Signify/90bcd2c9f29c49429530af170082c1c9 |  |  |  |  | ADAM-f9f7e4a7af9f4821bde7ad4100dbae19 | https://www.docs.signify.com/assets/ies/ledtforce_core_road_40w_tshape_e40_730-ies.ies | [8 empty] | ADAM-3bf0fc814393484db7a3adab015bc65e | https://www.assets.signify.com/is/content/Signify/6f646ba1137c425685d3adab015bc736 | ADAM-8a9609174c524200bf22ad8e01816d71 | https://www.assets.signify.com/is/content/Signify/fp929002485202-gis-global |  |  |  |  | ADAM-12e2929bd9434f04b1b4b01500d914a5;ADAM-bc760f48a19d44469a4bb0190077bb59 | https://www.assets.signify.com/is/content/Signify/fe054dd74c2047dcad34b01500d914a3;https://www.assets.signify.com/is/content/Signify/51d4f859a90c49e09ab7b0190077be39 | ADAM-3588369a6ad64c3fb282b02900d8027a | https://www.assets.signify.com/is/content/Signify/4e1380eb83c64465bc0eb02900d80277 |  |  |  |  | C | 7200 lumen |  | 730 ¦ CCT of 3000K | 70 | 3000 K | 40 W | 180.00 lm/W | 50 to 60 Hz |  | 7200 lumen | 25000 hour(s) | 40 W | 0.9 |  | 15000 |  | 0.5 s | 100 W | https://www.lighting.philips.com/link/929002485202_EU/prd/aa/en
FP-929002485302 | TForce Core LED road 40W 740 E40 MV | 929002485302 | 2020-09-17 00:00:00 |  |  |  |  | T-shape | E40 ¦ E40 | 4000 K | Cool White (CW) | 178 mA | <lt/>6 | 46 mm | No | 40 kWh | 70 % |  |  | 225 mm | 0.5 s |  |  | -20 °C to 45 °C | [9 empty] | Yes | [63 empty] | ADAM-cc211c8568f442388c4bad4100dbc3d9 | https://www.assets.signify.com/is/image/Signify/05301eb5f7b048ca8b45ad4100dbc4c8 | ADAM-681369c0d99c483792a9ad8e0182afb6 | https://www.assets.signify.com/is/content/Signify/fp929002485302-pss-global | ADAM-4d55e2a539234c5daa1ead4100dba110 | https://www.assets.signify.com/is/image/Signify/b090dbd6dda347d591b7ad4100dba1a1 |  |  | ADAM-56258dd249f2418e9738af170082b939 | https://www.assets.signify.com/is/content/Signify/90bcd2c9f29c49429530af170082c1c9 |  |  |  |  | ADAM-91eb5c2a06bb4fd69798ad4100dbb033 | https://www.docs.signify.com/assets/ies/ledtforce_core_road_40w_tshape_e40_740-ies.ies | [8 empty] | ADAM-e54c36c3c06f46d780cbadab015c1ac8 | https://www.assets.signify.com/is/content/Signify/6f1b785951f048c2a598adab015c1ba9 | ADAM-1bb91970445e430eb95dad8e018191b2 | https://www.assets.signify.com/is/content/Signify/fp929002485302-gis-global |  |  |  |  | ADAM-12e2929bd9434f04b1b4b01500d914a5;ADAM-bc760f48a19d44469a4bb0190077bb59 | https://www.assets.signify.com/is/content/Signify/fe054dd74c2047dcad34b01500d914a3;https://www.assets.signify.com/is/content/Signify/51d4f859a90c49e09ab7b0190077be39 | ADAM-3588369a6ad64c3fb282b02900d8027a | https://www.assets.signify.com/is/content/Signify/4e1380eb83c64465bc0eb02900d80277 |  |  |  |  | B | 7500 lumen |  | 740 ¦ CCT of 4000K | 70 | 4000 K | 40 W | 187.00 lm/W | 50 to 60 Hz |  | 7500 lumen | 25000 hour(s) | 40 W | 0.9 |  | 15000 |  | 0.5 s | 100 W | https://www.lighting.philips.com/link/929002485302_EU/prd/aa/en
FP-929002491902 | MAS LEDspotLV D 7.5-50W 927 MR16 24D | 929002491902 | 2020-09-03 00:00:00 |  |  |  | 24 degree(s) | MR16 ¦ 2inch/50mm | GU5.3 ¦ GU5.3 | 2700 K | Warm White (WW) | 720 mA | <lt/>4 | 50 mm | Only with specific dimmers | 8 kWh | 70 % | 621 lumen | 3900 cd | 45.5 mm | 0.5 s | Yes | [11 empty] | Yes | [63 empty] | ADAM-1bc7e9a22450448eb8aca8eb00313bd8 | https://www.assets.signify.com/is/image/PhilipsLighting/811294974e78482a9ea4a8eb00313d6a | ADAM-4bfd1ed5e08a4930b23aad13002f9f40 | https://www.assets.signify.com/is/content/Signify/fp929002491902-pss-global | ADAM-20170425052423380 | https://www.assets.signify.com/is/image/PhilipsLighting/bb7e0283ce9f41f78daea7600037bb42 | [8 empty] | ADAM-be67567b5b6441d58be1ad0a00ff3dda | https://www.docs.signify.com/assets/ies/ledspots_mas_7%2c5w_mr16_gu5%2c3_927_24d-ies.ies | [8 empty] | ADAM-513ad081942c4713bd1dadad0101fd9b | https://www.assets.signify.com/is/content/Signify/74d836a992cf4ebe8cf5adad0101fff8 | ADAM-e0ad4503b1c94b46ac99ad13001e780a | https://www.assets.signify.com/is/content/Signify/fp929002491902-gis-global | [12 empty] | F | 621 lumen |  | 927 ¦ CCT of 2700K | 90 | 2700 K | 7.5 W | 82.00 lm/W | - Hz |  | 621 lumen | 40000 hour(s) | 7.5 W | 0.7 |  | 50000 |  | 0.5 s | 50 W | https://www.lighting.philips.com/link/929002491902_EU/prd/aa/en
FP-929002492002 | MAS LEDspotLV D 7.5-50W 930 MR16 24D | 929002492002 | 2020-09-03 00:00:00 |  |  |  | 24 degree(s) | MR16 ¦ 2inch/50mm | GU5.3 ¦ GU5.3 | 3000 K | White (WH) | 720 mA | <lt/>4 | 50 mm | Only with specific dimmers | 8 kWh | 70 % | 621 lumen | 4000 cd | 45.5 mm | 0.5 s | Yes | [11 empty] | Yes | [63 empty] | ADAM-1bc7e9a22450448eb8aca8eb00313bd8 | https://www.assets.signify.com/is/image/PhilipsLighting/811294974e78482a9ea4a8eb00313d6a | ADAM-8bb8cf4e42974f42ac06ad130033ee79 | https://www.assets.signify.com/is/content/Signify/fp929002492002-pss-global | ADAM-20170425052423380 | https://www.assets.signify.com/is/image/PhilipsLighting/bb7e0283ce9f41f78daea7600037bb42 | [8 empty] | ADAM-745ef4dfa65244be91c2ad0a00ff3e6d | https://www.docs.signify.com/assets/ies/ledspots_mas_7%2c5w_mr16_gu5%2c3_930_24d-ies.ies | [8 empty] | ADAM-4f9444f6fd9f415bba95adad00fec967 | https://www.assets.signify.com/is/content/Signify/fcde6c56cddf43deb05eadad00fecb5d | ADAM-71f0edd415c44489aeebad13001e7d7e | https://www.assets.signify.com/is/content/Signify/fp929002492002-gis-global | [12 empty] | F | 621 lumen |  | 930 ¦ CCT of 3000K | 90 | 3000 K | 7.5 W | 82.00 lm/W | - Hz |  | 621 lumen | 40000 hour(s) | 7.5 W | 0.7 |  | 50000 |  | 0.5 s | 50 W | https://www.lighting.philips.com/link/929002492002_EU/prd/aa/en
FP-929002492102 | MAS LEDspotLV D 7.5-50W 940 MR16 24D | 929002492102 | 2020-09-03 00:00:00 |  |  |  | 24 degree(s) | MR16 ¦ 2inch/50mm | GU5.3 ¦ GU5.3 | 4000 K | Cool White (CW) | 720 mA | <lt/>4 | 50 mm | Only with specific dimmers | 8 kWh | 70 % | 670 lumen | 4400 cd | 45.5 mm | 0.5 s | Yes | [11 empty] | Yes | [63 empty] | ADAM-1bc7e9a22450448eb8aca8eb00313bd8 | https://www.assets.signify.com/is/image/PhilipsLighting/811294974e78482a9ea4a8eb00313d6a | ADAM-807e879d42c9481e8ceaad130034885a | https://www.assets.signify.com/is/content/Signify/fp929002492102-pss-global | ADAM-20170425052423380 | https://www.assets.signify.com/is/image/PhilipsLighting/bb7e0283ce9f41f78daea7600037bb42 | [8 empty] | ADAM-2746638d5d404155a554ad0a00ff3eff | https://www.docs.signify.com/assets/ies/ledspots_mas_7%2c5w_mr16_gu5%2c3_940_24d-ies.ies | [8 empty] | ADAM-69cc929840c745b1b7d1adad0101726b | https://www.assets.signify.com/is/content/Signify/46ffeb589d904acbb9d5adad010173c7 | ADAM-7f66628521454f84ac70ad13001e7cda | https://www.assets.signify.com/is/content/Signify/fp929002492102-gis-global | [12 empty] | F | 670 lumen |  | 940 ¦ CCT of 4000K | 90 | 4000 K | 7.5 W | 89.00 lm/W | - Hz |  | 670 lumen | 40000 hour(s) | 7.5 W | 0.7 |  | 50000 |  | 0.5 s | 50 W | https://www.lighting.philips.com/link/929002492102_EU/prd/aa/en
FP-929002492202 | MAS LEDspotLV D 7.5-50W 927 MR16 36D | 929002492202 | 2020-09-03 00:00:00 |  |  |  | 36 degree(s) | MR16 ¦ 2inch/50mm | GU5.3 ¦ GU5.3 | 2700 K | Warm White (WW) | 720 mA | <lt/>4 | 50 mm | Only with specific dimmers | 8 kWh | 70 % | 621 lumen | 1850 cd | 45.5 mm | 0.5 s | Yes | [11 empty] | Yes | [63 empty] | ADAM-1bc7e9a22450448eb8aca8eb00313bd8 | https://www.assets.signify.com/is/image/PhilipsLighting/811294974e78482a9ea4a8eb00313d6a | ADAM-e49ad87d15b94dae966fad1500ccbb22 | https://www.assets.signify.com/is/content/Signify/fp929002492202-pss-global | ADAM-20170425052423380 | https://www.assets.signify.com/is/image/PhilipsLighting/bb7e0283ce9f41f78daea7600037bb42 | [8 empty] | ADAM-a22bbebe54b549728b21ad0a00ff3f81 | https://www.docs.signify.com/assets/ies/ledspots_mas_7%2c5w_mr16_gu5%2c3_927_36d_1-ies.ies | [8 empty] | ADAM-99918c4f55a64220bca9adad0100d97e | https://www.assets.signify.com/is/content/Signify/0066587d008e4ccbb07badad0100db0d | ADAM-92ce703911a147cdade0ad1500cbf9da | https://www.assets.signify.com/is/content/Signify/fp929002492202-gis-global | [12 empty] | F | 621 lumen |  | 927 ¦ CCT of 2700K | 90 | 2700 K | 7.5 W | 82.00 lm/W | - Hz |  | 621 lumen | 40000 hour(s) | 7.5 W | 0.7 |  | 50000 |  | 0.5 s | 50 W | https://www.lighting.philips.com/link/929002492202_EU/prd/aa/en
FP-929002492302 | MAS LEDspotLV D 7.5-50W 930 MR16 36D | 929002492302 | 2020-09-03 00:00:00 |  |  |  | 36 degree(s) | MR16 ¦ 2inch/50mm | GU5.3 ¦ GU5.3 | 3000 K | White (WH) | 720 mA | <lt/>4 | 50 mm | Only with specific dimmers | 8 kWh | 70 % | 621 lumen | 2000 cd | 45.5 mm | 0.5 s | Yes | [11 empty] | Yes | [63 empty] | ADAM-1bc7e9a22450448eb8aca8eb00313bd8 | https://www.assets.signify.com/is/image/PhilipsLighting/811294974e78482a9ea4a8eb00313d6a | ADAM-7ee92011ac2b48dfa73aad1500cf0c1c | https://www.assets.signify.com/is/content/Signify/fp929002492302-pss-global | ADAM-20170425052423380 | https://www.assets.signify.com/is/image/PhilipsLighting/bb7e0283ce9f41f78daea7600037bb42 | [8 empty] | ADAM-3fe9643b2d1c4637917bad0a00ff40fc | https://www.docs.signify.com/assets/ies/ledspots_mas_7%2c5w_mr16_gu5%2c3_930_36d_1-ies.ies | [8 empty] | ADAM-24e0d2cdec264193b085adad00ff52b5 | https://www.assets.signify.com/is/content/Signify/2dcf673b268c4ded86ddadad00ff55bf | ADAM-ea4e2c2213334c4a81c4ad1500cc160f | https://www.assets.signify.com/is/content/Signify/fp929002492302-gis-global | [12 empty] | F | 621 lumen |  | 930 ¦ CCT of 3000K | 90 | 3000 K | 7.5 W | 82.00 lm/W | - Hz |  | 621 lumen | 40000 hour(s) | 7.5 W | 0.7 |  | 50000 |  | 0.5 s | 50 W | https://www.lighting.philips.com/link/929002492302_EU/prd/aa/en
FP-929002492402 | MAS LEDspotLV D 7.5-50W 940 MR16 36D | 929002492402 | 2020-09-03 00:00:00 |  |  |  | 36 degree(s) | MR16 ¦ 2inch/50mm | GU5.3 ¦ GU5.3 | 4000 K | Cool White (CW) | 720 mA | <lt/>4 | 50 mm | Only with specific dimmers | 8 kWh | 70 % | 670 lumen | 2200 cd | 45.5 mm | 0.5 s | Yes | [11 empty] | Yes | [63 empty] | ADAM-1bc7e9a22450448eb8aca8eb00313bd8 | https://www.assets.signify.com/is/image/PhilipsLighting/811294974e78482a9ea4a8eb00313d6a | ADAM-d8b52c3ba73b474497a9ad1500cd2789 | https://www.assets.signify.com/is/content/Signify/fp929002492402-pss-global | ADAM-20170425052423380 | https://www.assets.signify.com/is/image/PhilipsLighting/bb7e0283ce9f41f78daea7600037bb42 | [8 empty] | ADAM-3ac2b31edbc8485da58aad0a00ff42ed | https://www.docs.signify.com/assets/ies/ledspots_mas_7%2c5w_mr16_gu5%2c3_940_36d_1-ies.ies | [8 empty] | ADAM-b99bd30b03dd44dc97e9adad00ffee5f | https://www.assets.signify.com/is/content/Signify/a91b134cd8834bcd9ee2adad00fff2dc | ADAM-edc888ccc4f14f378bccad1500cc1093 | https://www.assets.signify.com/is/content/Signify/fp929002492402-gis-global | [12 empty] | F | 670 lumen |  | 940 ¦ CCT of 4000K | 90 | 4000 K | 7.5 W | 89.00 lm/W | - Hz |  | 670 lumen | 40000 hour(s) | 7.5 W | 0.7 |  | 50000 |  | 0.5 s | 50 W | https://www.lighting.philips.com/link/929002492402_EU/prd/aa/en
FP-929002492502 | MAS LED spot VLE D 5.8-35W MR16 927 36D | 929002492502 | 2020-09-03 00:00:00 |  |  |  | 36 degree(s) | MR16 ¦ 2inch/50mm | GU5.3 ¦ GU5.3 | 2700 K | Warm White (WW) | 510 mA | <lt/>6 | 50.5 mm | Only with specific dimmers | 6 kWh | 70 % | 450 lumen | 1300 cd | 45.5 mm | 0.5 s | Yes | [11 empty] | Yes | [63 empty] | ADAM-043a7dfd880e4b32a730ad0a00ff6e50 | https://www.assets.signify.com/is/image/Signify/b976261bd6e649e99dafad0a00ff7090 | ADAM-2c27aaf37969441da09cad1300291880 | https://www.assets.signify.com/is/content/Signify/fp929002492502-pss-global | ADAM-20160303143644384 | https://www.assets.signify.com/is/image/PhilipsLighting/c7c9a825afe544a18ee5a5be00ded35e | [8 empty] | ADAM-d41e9e43053941f194e4ad0a00ff2fa7 | https://www.docs.signify.com/assets/ies/ledspots_mas_5%2c8w_mr16_gu5%2c3_927_36d-ies.ies | [8 empty] | ADAM-c2209f237b8141618b15adad00eb8107 | https://www.assets.signify.com/is/content/Signify/b3a45013699c477fae7badad00eb83b4 | ADAM-05bc66771dca4b74aaf5ad13001e7b8f | https://www.assets.signify.com/is/content/Signify/fp929002492502-gis-global | [12 empty] | G | 450 lumen |  | 927 ¦ CCT of 2700K | 90 | 2700 K | 5.8 W | 77 lm/W | - Hz |  | 450 lumen | 25000 hour(s) | 5.8 W | 0.7 |  | 50000 |  | 0.5 s | 35 W | https://www.lighting.philips.com/link/929002492502_EU/prd/aa/en
FP-929002492602 | MAS LED spot VLE D 5.8-35W MR16 930 36D | 929002492602 | 2020-09-03 00:00:00 |  |  |  | 36 degree(s) | MR16 ¦ 2inch/50mm | GU5.3 ¦ GU5.3 | 3000 K | White (WH) | 510 mA | <lt/>6 | 50.5 mm | Only with specific dimmers | 6 kWh | 70 % | 460 lumen | 1300 cd | 45.5 mm | 0.5 s | Yes | [11 empty] | Yes | [63 empty] | ADAM-043a7dfd880e4b32a730ad0a00ff6e50 | https://www.assets.signify.com/is/image/Signify/b976261bd6e649e99dafad0a00ff7090 | ADAM-967a97cffbab4a1eba4ead1300375940 | https://www.assets.signify.com/is/content/Signify/fp929002492602-pss-global | ADAM-20160303143644384 | https://www.assets.signify.com/is/image/PhilipsLighting/c7c9a825afe544a18ee5a5be00ded35e | [8 empty] | ADAM-6cef50d291704f718060ad0a00ff34ad | https://www.docs.signify.com/assets/ies/ledspots_mas_5%2c8w_mr16_gu5%2c3_930_36d-ies.ies | [8 empty] | ADAM-bb8139a38c37481e8249adad00f8f1fe | https://www.assets.signify.com/is/content/Signify/c828858a154d40e2979fadad00f8f41e | ADAM-69ecd6d849944cd888f1ad13001e6d09 | https://www.assets.signify.com/is/content/Signify/fp929002492602-gis-global | [12 empty] | F | 460 lumen |  | 930 ¦ CCT of 3000K | 90 | 3000 K | 5.8 W | 79 lm/W | - Hz |  | 460 lumen | 25000 hour(s) | 5.8 W | 0.7 |  | 50000 |  | 0.5 s | 35 W | https://www.lighting.philips.com/link/929002492602_EU/prd/aa/en
FP-929002492702 | MAS LED spot VLE D 5.8-35W MR16 940 36D | 929002492702 | 2020-09-03 00:00:00 |  |  |  | 36 degree(s) | MR16 ¦ 2inch/50mm | GU5.3 ¦ GU5.3 | 4000 K | Cool White (CW) | 510 mA | <lt/>6 | 50.5 mm | Only with specific dimmers | 6 kWh | 70 % | 490 lumen | 1200 cd | 45.5 mm | 0.5 s | Yes | [11 empty] | Yes | [63 empty] | ADAM-043a7dfd880e4b32a730ad0a00ff6e50 | https://www.assets.signify.com/is/image/Signify/b976261bd6e649e99dafad0a00ff7090 | ADAM-2e0ef06ee91f48b4810dad130047e71f | https://www.assets.signify.com/is/content/Signify/fp929002492702-pss-global | ADAM-20160303143644384 | https://www.assets.signify.com/is/image/PhilipsLighting/c7c9a825afe544a18ee5a5be00ded35e | [8 empty] | ADAM-7191aa28ff5d47b8bf43ad0a00ff368c | https://www.docs.signify.com/assets/ies/ledspots_mas_5%2c8w_mr16_gu5%2c3_940_36d-ies.ies | [8 empty] | ADAM-32e333f1f77d4b72ba23adad00f96e0c | https://www.assets.signify.com/is/content/Signify/2738162a80b5461297daadad00f96f3d | ADAM-305dd729395840b6aa40ad13001e7e33 | https://www.assets.signify.com/is/content/Signify/fp929002492702-gis-global | [12 empty] | F | 490 lumen |  | 940 ¦ CCT of 4000K | 90 | 4000 K | 5.8 W | 84.00 lm/W | - Hz |  | 490 lumen | 25000 hour(s) | 5.8 W | 0.7 |  | 50000 |  | 0.5 s | 35 W | https://www.lighting.philips.com/link/929002492702_EU/prd/aa/en
FP-929002492802 | MAS LED spot VLE D 5.8-35W MR16 927 60D | 929002492802 | 2020-09-03 00:00:00 |  |  |  | 60 degree(s) | MR16 ¦ 2inch/50mm | GU5.3 ¦ GU5.3 | 2700 K | Warm White (WW) | 510 mA | <lt/>6 | 50.5 mm | Only with specific dimmers | 6 kWh | 70 % | 450 lumen | 600 cd | 45.5 mm | 0.5 s | Yes | [11 empty] | Yes | [63 empty] | ADAM-043a7dfd880e4b32a730ad0a00ff6e50 | https://www.assets.signify.com/is/image/Signify/b976261bd6e649e99dafad0a00ff7090 | ADAM-fdd9ea41440a4e968416ad130035d2e8 | https://www.assets.signify.com/is/content/Signify/fp929002492802-pss-global | ADAM-20160303143644384 | https://www.assets.signify.com/is/image/PhilipsLighting/c7c9a825afe544a18ee5a5be00ded35e | [8 empty] | ADAM-d31301f7ab214ab299d7ad0a00ff3714 | https://www.docs.signify.com/assets/ies/ledspots_mas_5%2c8w_mr16_gu5%2c3_927_60d-ies.ies | [8 empty] | ADAM-bbfaa9060a7a4cebbc5aadad00f9e74f | https://www.assets.signify.com/is/content/Signify/7212ab197ce94d9bb23badad00f9e8af | ADAM-576be383b38643289f74ad13001e6a59 | https://www.assets.signify.com/is/content/Signify/fp929002492802-gis-global | [12 empty] | G | 450 lumen |  | 927 ¦ CCT of 2700K | 90 | 2700 K | 5.8 W | 77.00 lm/W | - Hz |  | 450 lumen | 25000 hour(s) | 5.8 W | 0.7 |  | 50000 |  | 0.5 s | 35 W | https://www.lighting.philips.com/link/929002492802_EU/prd/aa/en
FP-929002492902 | MAS LED spot VLE D 5.8-35W MR16 930 60D | 929002492902 | 2020-09-03 00:00:00 |  |  |  | 60 degree(s) | MR16 ¦ 2inch/50mm | GU5.3 ¦ GU5.3 | 3000 K | White (WH) | 510 mA | <lt/>6 | 50.5 mm | Only with specific dimmers | 6 kWh | 70 % | 460 lumen | 600 cd | 45.5 mm | 0.5 s | Yes | [11 empty] | Yes | [63 empty] | ADAM-043a7dfd880e4b32a730ad0a00ff6e50 | https://www.assets.signify.com/is/image/Signify/b976261bd6e649e99dafad0a00ff7090 | ADAM-77c48a6627064c2ab223ad1300367a91 | https://www.assets.signify.com/is/content/Signify/fp929002492902-pss-global | ADAM-20160303143644384 | https://www.assets.signify.com/is/image/PhilipsLighting/c7c9a825afe544a18ee5a5be00ded35e | [8 empty] | ADAM-0cd58d88736d4a9d96c8ad0a00ff37a8 | https://www.docs.signify.com/assets/ies/ledspots_mas_5%2c8w_mr16_gu5%2c3_930_60d-ies.ies | [8 empty] | ADAM-627d827574b84547b301adad00fa62cd | https://www.assets.signify.com/is/content/Signify/3759dd0f56af45efbeccadad00fa64b5 | ADAM-5041760c11b24467a630ad13001e5a9f | https://www.assets.signify.com/is/content/Signify/fp929002492902-gis-global | [12 empty] | F | 460 lumen |  | 930 ¦ CCT of 3000K | 90 | 3000 K | 5.8 W | 79.00 lm/W | - Hz |  | 460 lumen | 25000 hour(s) | 5.8 W | 0.7 |  | 50000 |  | 0.5 s | 35 W | https://www.lighting.philips.com/link/929002492902_EU/prd/aa/en
FP-929002493002 | MAS LED spot VLE D 5.8-35W MR16 940 60D | 929002493002 | 2020-09-03 00:00:00 |  |  |  | 60 degree(s) | MR16 ¦ 2inch/50mm | GU5.3 ¦ GU5.3 | 4000 K | Cool White (CW) | 510 mA | <lt/>6 | 50.5 mm | Only with specific dimmers | 6 kWh | 70 % | 490 lumen | 550 cd | 45.5 mm | 0.5 s | Yes | [11 empty] | Yes | [63 empty] | ADAM-043a7dfd880e4b32a730ad0a00ff6e50 | https://www.assets.signify.com/is/image/Signify/b976261bd6e649e99dafad0a00ff7090 | ADAM-d2d7174d5be34493a7bfad130030eb2c | https://www.assets.signify.com/is/content/Signify/fp929002493002-pss-global | ADAM-20160303143644384 | https://www.assets.signify.com/is/image/PhilipsLighting/c7c9a825afe544a18ee5a5be00ded35e | [8 empty] | ADAM-44bf1782a7024de7ae8fad0a00ff3831 | https://www.docs.signify.com/assets/ies/ledspots_mas_5%2c8w_mr16_gu5%2c3_940_60d-ies.ies | [8 empty] | ADAM-fd57ae7554a94a3cb930adad00fae4f2 | https://www.assets.signify.com/is/content/Signify/9b6d512991984bc08820adad00fae655 | ADAM-fde5128d66774409ad75ad13001e4e72 | https://www.assets.signify.com/is/content/Signify/fp929002493002-gis-global | [12 empty] | F | 490 lumen |  | 940 ¦ CCT of 4000K | 90 | 4000 K | 5.8 W | 84.00 lm/W | - Hz |  | 490 lumen | 25000 hour(s) | 5.8 W | 0.7 |  | 50000 |  | 0.5 s | 35 W | https://www.lighting.philips.com/link/929002493002_EU/prd/aa/en
FP-929002493202 | MAS LED SPOT VLE D 7.5-50W MR16 927 36D | 929002493202 | 2020-09-03 00:00:00 |  |  |  | 36 degree(s) | MR16 ¦ 2inch/50mm | GU5.3 ¦ GU5.3 | 2700 K | Warm White (WW) | 660 mA | <lt/>6 | 50.5 mm | Only with specific dimmers | 8 kWh | 70 % | 621 lumen | 1600 cd | 45.5 mm | 0.5 s | Yes | [11 empty] | Yes | [63 empty] | ADAM-043a7dfd880e4b32a730ad0a00ff6e50 | https://www.assets.signify.com/is/image/Signify/b976261bd6e649e99dafad0a00ff7090 | ADAM-b7fd2014dd3d4f3ab7c1ad1000ab5e13 | https://www.assets.signify.com/is/content/Signify/fp929002493202-pss-global | ADAM-20160303143644384 | https://www.assets.signify.com/is/image/PhilipsLighting/c7c9a825afe544a18ee5a5be00ded35e | [8 empty] | ADAM-023efc3a08c246288432ad0a00ff38bd | https://www.docs.signify.com/assets/ies/ledspots_mas_7%2c5w_mr16_gu5%2c3_927_36d-ies.ies | [8 empty] | ADAM-cc990b7d809d4cacab84adad00fc0e1b | https://www.assets.signify.com/is/content/Signify/158016180a17488eaa85adad00fc0f34 | ADAM-052fe00303c24f29b3c8ad1000aa5725 | https://www.assets.signify.com/is/content/Signify/fp929002493202-gis-global | [12 empty] | F | 621 lumen |  | 927 ¦ CCT of 2700K | 90 | 2700 K | 7.5 W | 82 lm/W | - Hz |  | 621 lumen | 25000 hour(s) | 7.5 W | 0.7 |  | 50000 |  | 0.5 s | 50 W | https://www.lighting.philips.com/link/929002493202_EU/prd/aa/en
FP-929002493302 | MAS LED SPOT VLE D 7.5-50W MR16 930 36D | 929002493302 | 2020-09-03 00:00:00 |  |  |  | 36 degree(s) | MR16 ¦ 2inch/50mm | GU5.3 ¦ GU5.3 | 3000 K | White (WH) | 660 mA | <lt/>6 | 50.5 mm | Only with specific dimmers | 8 kWh | 70 % | 630 lumen | 1600 cd | 45.5 mm | 0.5 s | Yes | [11 empty] | Yes | [63 empty] | ADAM-043a7dfd880e4b32a730ad0a00ff6e50 | https://www.assets.signify.com/is/image/Signify/b976261bd6e649e99dafad0a00ff7090 | ADAM-3893335c2c4e402f85dbad1300288a58 | https://www.assets.signify.com/is/content/Signify/fp929002493302-pss-global | ADAM-20160303143644384 | https://www.assets.signify.com/is/image/PhilipsLighting/c7c9a825afe544a18ee5a5be00ded35e | [8 empty] | ADAM-a463ad0d5af049248e78ad0a00ff3947 | https://www.docs.signify.com/assets/ies/ledspots_mas_7%2c5w_mr16_gu5%2c3_930_36d-ies.ies | [8 empty] | ADAM-39bbfd52dda9449888e5adad00fc8603 | https://www.assets.signify.com/is/content/Signify/83f29428c42849488cabadad00fc8760 | ADAM-cef7e7f7d11c4ad585d8ad13001e69b3 | https://www.assets.signify.com/is/content/Signify/fp929002493302-gis-global | [12 empty] | F | 630 lumen |  | 930 ¦ CCT of 3000K | 90 | 3000 K | 7.5 W | 84 lm/W | - Hz |  | 630 lumen | 25000 hour(s) | 7.5 W | 0.7 |  | 50000 |  | 0.5 s | 50 W | https://www.lighting.philips.com/link/929002493302_EU/prd/aa/en
FP-929002493402 | MAS LED SPOT VLE D 7.5-50W MR16 940 36D | 929002493402 | 2020-09-03 00:00:00 |  |  |  | 36 degree(s) | MR16 ¦ 2inch/50mm | GU5.3 ¦ GU5.3 | 4000 K | Cool White (CW) | 660 mA | <lt/>6 | 50.5 mm | Only with specific dimmers | 8 kWh | 70 % | 660 lumen | 1500 cd | 45.5 mm | 0.5 s | Yes | [11 empty] | Yes | [63 empty] | ADAM-043a7dfd880e4b32a730ad0a00ff6e50 | https://www.assets.signify.com/is/image/Signify/b976261bd6e649e99dafad0a00ff7090 | ADAM-4ba285b11bc440f9bfe9ad1300314fdc | https://www.assets.signify.com/is/content/Signify/fp929002493402-pss-global | ADAM-20160303143644384 | https://www.assets.signify.com/is/image/PhilipsLighting/c7c9a825afe544a18ee5a5be00ded35e | [8 empty] | ADAM-347ae26f5ad94865bde1ad0a00ff39e8 | https://www.docs.signify.com/assets/ies/ledspots_mas_7%2c5w_mr16_gu5%2c3_940_36d-ies.ies | [8 empty] | ADAM-bb9beef270684d6a9d75adad00fcf3ce | https://www.assets.signify.com/is/content/Signify/d0be18e2363842bebcc1adad00fcf571 | ADAM-2eedae3eef3b43db814bad13001e7292 | https://www.assets.signify.com/is/content/Signify/fp929002493402-gis-global | [12 empty] | F | 660 lumen |  | 940 ¦ CCT of 4000K | 90 | 4000 K | 7.5 W | 88.00 lm/W | - Hz |  | 660 lumen | 25000 hour(s) | 7.5 W | 0.7 |  | 50000 |  | 0.5 s | 50 W | https://www.lighting.philips.com/link/929002493402_EU/prd/aa/en
FP-929002493502 | MAS LED SPOT VLE D 7.5-50W MR16 927 60D | 929002493502 | 2020-09-03 00:00:00 |  |  |  | 60 degree(s) | MR16 ¦ 2inch/50mm | GU5.3 ¦ GU5.3 | 2700 K | Warm White (WW) | 660 mA | <lt/>6 | 50.5 mm | Only with specific dimmers | 8 kWh | 70 % | 621 lumen | 750 cd | 45.5 mm | 0.5 s | Yes | [11 empty] | Yes | [63 empty] | ADAM-ef6b9ab2673b492ab384ad0a00ff71d4 | https://www.assets.signify.com/is/image/Signify/6f87b1cd49f44877891fad0a00ff72e9 | ADAM-ee139187976643f79bcaad13002fda91 | https://www.assets.signify.com/is/content/Signify/fp929002493502-pss-global | ADAM-20160303143644384 | https://www.assets.signify.com/is/image/PhilipsLighting/c7c9a825afe544a18ee5a5be00ded35e | [8 empty] | ADAM-ed8d5e827c66402db323ad0a00ff3c38 | https://www.docs.signify.com/assets/ies/ledspots_mas_7%2c5w_mr16_gu5%2c3_927_60d-ies.ies | [8 empty] | ADAM-6e22fa32fcc44f669a37adad00fd58e9 | https://www.assets.signify.com/is/content/Signify/27837d27095e4056ba49adad00fd5ab9 | ADAM-9d2dc5bd6f1f40c4be24ad13001e76cf | https://www.assets.signify.com/is/content/Signify/fp929002493502-gis-global | [12 empty] | F | 621 lumen |  | 927 ¦ CCT of 2700K | 90 | 2700 K | 7.5 W | 82.00 lm/W | - Hz |  | 621 lumen | 25000 hour(s) | 7.5 W | 0.7 |  | 50000 |  | 0.5 s | 50 W | https://www.lighting.philips.com/link/929002493502_EU/prd/aa/en
FP-929002493602 | MAS LED SPOT VLE D 7.5-50W MR16 930 60D | 929002493602 | 2020-09-03 00:00:00 |  |  |  | 60 degree(s) | MR16 ¦ 2inch/50mm | GU5.3 ¦ GU5.3 | 3000 K | White (WH) | 660 mA | <lt/>6 | 50.5 mm | Only with specific dimmers | 8 kWh | 70 % | 630 lumen | 800 cd | 45.5 mm | 0.5 s | Yes | [11 empty] | Yes | [63 empty] | ADAM-ef6b9ab2673b492ab384ad0a00ff71d4 | https://www.assets.signify.com/is/image/Signify/6f87b1cd49f44877891fad0a00ff72e9 | ADAM-bad8310cbe674ce9b43fad1300333168 | https://www.assets.signify.com/is/content/Signify/fp929002493602-pss-global | ADAM-20160303143644384 | https://www.assets.signify.com/is/image/PhilipsLighting/c7c9a825afe544a18ee5a5be00ded35e | [8 empty] | ADAM-dc3bb4b705f942a6a3f2ad0a00ff3cbb | https://www.docs.signify.com/assets/ies/ledspots_mas_7%2c5w_mr16_gu5%2c3_930_60d-ies.ies | [8 empty] | ADAM-57e227ed6a0c46c1a9aeadad00fdb1bb | https://www.assets.signify.com/is/content/Signify/c91254ca5e45417392c3adad00fdb34a | ADAM-0a7e02c74df64b77b0fcad13001e7336 | https://www.assets.signify.com/is/content/Signify/fp929002493602-gis-global | [12 empty] | F | 630 lumen |  | 930 ¦ CCT of 3000K | 90 | 3000 K | 7.5 W | 84.00 lm/W | - Hz |  | 630 lumen | 25000 hour(s) | 7.5 W | 0.7 |  | 50000 |  | 0.5 s | 50 W | https://www.lighting.philips.com/link/929002493602_EU/prd/aa/en
FP-929002493702 | MAS LED SPOT VLE D 7.5-50W MR16 940 60D | 929002493702 | 2020-09-03 00:00:00 |  |  |  | 60 degree(s) | MR16 ¦ 2inch/50mm | GU5.3 ¦ GU5.3 | 4000 K | Cool White (CW) | 660 mA | <lt/>6 | 50.5 mm | Only with specific dimmers | 8 kWh | 70 % | 660 lumen | 770 cd | 45.5 mm | 0.5 s | Yes | [11 empty] | Yes | [63 empty] | ADAM-ef6b9ab2673b492ab384ad0a00ff71d4 | https://www.assets.signify.com/is/image/Signify/6f87b1cd49f44877891fad0a00ff72e9 | ADAM-5f8f4e12bb254fab9f14ad1500ce1e8b | https://www.assets.signify.com/is/content/Signify/fp929002493702-pss-global | ADAM-20160303143644384 | https://www.assets.signify.com/is/image/PhilipsLighting/c7c9a825afe544a18ee5a5be00ded35e | [8 empty] | ADAM-8371c486144a476c9fb6ad0a00ff3d47 | https://www.docs.signify.com/assets/ies/ledspots_mas_7%2c5w_mr16_gu5%2c3_940_60d-ies.ies | [8 empty] | ADAM-62b18d53467a42f9accdadad00fe041c | https://www.assets.signify.com/is/content/Signify/1c7bcbd4fd1b40208955adad00fe0506 | ADAM-4cb04cd10ad54c7a9f32ad1500cbeb7b | https://www.assets.signify.com/is/content/Signify/fp929002493702-gis-global | [12 empty] | F | 660 lumen |  | 940 ¦ CCT of 4000K | 90 | 4000 K | 7.5 W | 88.00 lm/W | - Hz |  | 660 lumen | 25000 hour(s) | 7.5 W | 0.7 |  | 50000 |  | 0.5 s | 50 W | https://www.lighting.philips.com/link/929002493702_EU/prd/aa/en
FP-929002494502 | CorePro LED spot ND 2.9-20W MR16 827 36D | 929002494502 | 2020-09-03 00:00:00 |  |  |  | 36 degree(s) | MR16 ¦ 2inch/50mm | GU5.3 ¦ GU5.3 | 2700 K | Warm White (WW) | 340 mA | <lt/>6 | 50.5 mm | No | 3 kWh | 70 % | 230 lumen | 560 cd | 45.5 mm | 0.5 s | Yes | [11 empty] | Yes | [63 empty] | ADAM-28f91983ea124408a41cad5f01288fac | https://www.assets.signify.com/is/image/Signify/b95d48a6fe3043c995c8ad5f01289121 | ADAM-c4ab0c465e634283a40dad78006695b3 | https://www.assets.signify.com/is/content/Signify/fp929002494502-pss-global | ADAM-20160303143644384 | https://www.assets.signify.com/is/image/PhilipsLighting/c7c9a825afe544a18ee5a5be00ded35e | [8 empty] | ADAM-f118f9b5da7746c0b8c1ad5f01288036 | https://www.docs.signify.com/assets/ies/ledspots_corepro_slr_2_2%2c9w_mr16_gu5%2c3_827_36d-ies.ies | [8 empty] | ADAM-7839d55f56844a34b1bbadad00e7895b | https://www.assets.signify.com/is/content/Signify/55f6bf7e9c804289bf26adad00e78b06 | ADAM-8cf7f035bb53458eb481ad7f00e3f1b5 | https://www.assets.signify.com/is/content/Signify/fp929002494502-gis-global |  |  |  |  | ADAM-d4b96b38c10f416987bcae2401096d0a | https://www.assets.signify.com/is/image/Signify/e6ff3cc785cd4b418b3dae2401096fe3 | [6 empty] | F | 230 lumen |  | 827 ¦ CCT of 2700K | 80 | 2700 K | 2.9 W | 79.00 lm/W | - Hz |  | 230 lumen | 15000 hour(s) | 2.9 W | 0.6 |  | 50000 |  | 0.5 s | 20 W | https://www.lighting.philips.com/link/929002494502_EU/prd/aa/en
FP-929002494555 | LED 20W MR16 WW 36D RF ND SRT4 | 929002494555 | 2021-05-25 20:27:20 | [13 empty] | 70 % | [104 empty] | ADAM-7839d55f56844a34b1bbadad00e7895b | https://www.assets.signify.com/is/content/Signify/55f6bf7e9c804289bf26adad00e78b06 | [14 empty] | F |  |  |  | 80 | [6 empty] | 15000 hour(s) |  |  | 15000 hour(s) | 50000 |  | instant full light s |  | https://www.lighting.philips.com/link/929002494555_EU/prd/aa/en
FP-929002494602 | CorePro LED spot ND 4.4-35W MR16 827 36D | 929002494602 | 2020-09-03 00:00:00 |  |  |  | 36 degree(s) | MR16 ¦ 2inch/50mm | GU5.3 ¦ GU5.3 | 2700 K | Warm White (WW) | 520 mA | <lt/>6 | 50.5 mm | No | 5 kWh | 70 % | 345 lumen | 650 cd | 45.5 mm | 0.5 s | Yes | [11 empty] | Yes | [63 empty] | ADAM-20170622115519204 | https://www.assets.signify.com/is/image/PhilipsLighting/881e1b2d3f4f4c358267a79a00a312ed | ADAM-a6ee26fcb8354054bfc6ad78006412b5 | https://www.assets.signify.com/is/content/Signify/fp929002494602-pss-global | ADAM-20160303143644384 | https://www.assets.signify.com/is/image/PhilipsLighting/c7c9a825afe544a18ee5a5be00ded35e | [8 empty] | ADAM-7a674863f3a14153b447ad5f012880f4 | https://www.docs.signify.com/assets/ies/ledspots_corepro_slr_2_4%2c4w_mr16_gu5%2c3_827_36d-ies.ies | [8 empty] | ADAM-c9609877a96b436bb5ebadad00e7df04 | https://www.assets.signify.com/is/content/Signify/d981139552254b009f97adad00e7e04c | ADAM-31f55fd9c92645eb8cdead7f00e710f8 | https://www.assets.signify.com/is/content/Signify/fp929002494602-gis-global |  |  |  |  | ADAM-d4b96b38c10f416987bcae2401096d0a | https://www.assets.signify.com/is/image/Signify/e6ff3cc785cd4b418b3dae2401096fe3 | [6 empty] | F | 345 lumen |  | 827 ¦ CCT of 2700K | 80 | 2700 K | 4.4 W | 78 lm/W | - Hz |  | 345 lumen | 15000 hour(s) | 4.4 W | 0.6 |  | 50000 |  | 0.5 s | 35 W | https://www.lighting.philips.com/link/929002494602_EU/prd/aa/en
FP-929002494603 | LED 35W MR16 WW 36D RF ND SRT4 | 929002494603 | 2021-05-25 20:26:24 | [13 empty] | 70 % | [104 empty] | ADAM-c9609877a96b436bb5ebadad00e7df04 | https://www.assets.signify.com/is/content/Signify/d981139552254b009f97adad00e7e04c | [14 empty] | F |  |  |  | 80 | [6 empty] | 15000 hour(s) |  |  | 15000 hour(s) | 50000 |  | instant full light s |  | https://www.lighting.philips.com/link/929002494603_EU/prd/aa/en
FP-929002494702 | CorePro LED spot ND 4.4-35W MR16 840 36D | 929002494702 | 2020-09-03 00:00:00 |  |  |  | 36 degree(s) | MR16 ¦ 2inch/50mm | GU5.3 ¦ GU5.3 | 4000 K | Cool White (CW) | 520 mA | <lt/>6 | 50.5 mm | No | 5 kWh | 70 % | 390 lumen | 750 cd | 45.5 mm | 0.5 s | Yes | [11 empty] | Yes | [63 empty] | ADAM-20170622115519204 | https://www.assets.signify.com/is/image/PhilipsLighting/881e1b2d3f4f4c358267a79a00a312ed | ADAM-0342ebc08ea94e02a2ccad78006805c8 | https://www.assets.signify.com/is/content/Signify/fp929002494702-pss-global | ADAM-20160303143644384 | https://www.assets.signify.com/is/image/PhilipsLighting/c7c9a825afe544a18ee5a5be00ded35e | [8 empty] | ADAM-261f306f32934f2682f8ad5f01288199 | https://www.docs.signify.com/assets/ies/ledspots_corepro_slr_2_4%2c4w_mr16_gu5%2c3_840_36d-ies.ies | [8 empty] | ADAM-a79a486536474be5bd91adad00e847fe | https://www.assets.signify.com/is/content/Signify/12a098c7414846dcb885adad00e84909 | ADAM-3b23e64c43fa427692ecad7f00e5e31f | https://www.assets.signify.com/is/content/Signify/fp929002494702-gis-global |  |  |  |  | ADAM-d4b96b38c10f416987bcae2401096d0a | https://www.assets.signify.com/is/image/Signify/e6ff3cc785cd4b418b3dae2401096fe3 | [6 empty] | F | 390 lumen |  | 840 ¦ CCT of 4000K | 80 | 4000 K | 4.4 W | 88.00 lm/W | - Hz |  | 390 lumen | 15000 hour(s) | 4.4 W | 0.6 |  | 50000 |  | 0.5 s | 35 W | https://www.lighting.philips.com/link/929002494702_EU/prd/aa/en
FP-929002494755 | LED 35W MR16 CW 36D RF ND SRT4 | 929002494755 | 2021-05-25 20:27:10 | [13 empty] | 70 % | [104 empty] | ADAM-a79a486536474be5bd91adad00e847fe | https://www.assets.signify.com/is/content/Signify/12a098c7414846dcb885adad00e84909 | [14 empty] | F |  |  |  | 80 | [6 empty] | 15000 hour(s) |  |  | 15000 hour(s) | 50000 |  | instant full light s |  | https://www.lighting.philips.com/link/929002494755_EU/prd/aa/en
FP-929002495002 | CorePro R7S 118mm 7.2-60W 830 | 929002495002 | 2020-08-19 00:00:00 |  |  |  |  | Linear | R7S ¦ R7s | 3000 K | White (WH) | 40 mA | <lt/>6 | 15 mm | No | 8 kWh | 70 % |  |  | 118 mm | 0.5 s | No | [11 empty] | Yes | [63 empty] | ADAM-44d26d7e3f6d4ddcaccfad5c008e716f | https://www.assets.signify.com/is/image/Signify/4f6630862068416d9ae1ad5c008e73ef | ADAM-11e1a5e921d24d2485eaad7800648c54 | https://www.assets.signify.com/is/content/Signify/fp929002495002-pss-global | ADAM-cf671ae021a241b9be99ad5c0075416f | https://www.assets.signify.com/is/image/Signify/603e980b799241159810ad5c00754214 | [8 empty] | ADAM-c3d50bb8735346b1aff3ad5c007566ab | https://www.docs.signify.com/assets/ies/ledlinear_corepro_7%2c2w_r7s_830-ies.ies | [8 empty] | ADAM-bf40b3f7543549988bb9adab00d23650 | https://www.assets.signify.com/is/content/Signify/ab6e48c3860741ccb1a2adab00d23725 | ADAM-87b1f585ad734785ae9cad7f00e94dfd | https://www.assets.signify.com/is/content/Signify/fp929002495002-gis-global |  |  |  |  | ADAM-c6d5fd0677f446dba50cae24010973ee | https://www.assets.signify.com/is/image/Signify/06066fb44949455fa911ae2401097896 | [6 empty] | E | 810 lumen |  | 830 ¦ CCT of 3000K | 80 | 3000 K | 7.2 W | 112.00 lm/W | 50 to 60 Hz |  | 810 lumen | 15000 hour(s) | 7.2 W | 0.5 |  | 8000 |  | 0.5 s | 60 W | https://www.lighting.philips.com/link/929002495002_EU/prd/aa/en
FP-929002495102 | CorePro R7S 118mm 7.2-60W 840 | 929002495102 | 2020-08-19 00:00:00 |  |  |  |  | Linear | R7S ¦ R7s | 4000 K | Cool White (CW) | 40 mA | <lt/>6 | 15 mm | No | 8 kWh | 70 % |  |  | 118 mm | 0.5 s | No | [11 empty] | Yes | [63 empty] | ADAM-c32137ac575348a4a487ad5c008e7626 | https://www.assets.signify.com/is/image/Signify/421d211d45e54f3d9a58ad5c008e785f | ADAM-6994d602ae004eddb8f2ad7800629ffc | https://www.assets.signify.com/is/content/Signify/fp929002495102-pss-global | ADAM-cf671ae021a241b9be99ad5c0075416f | https://www.assets.signify.com/is/image/Signify/603e980b799241159810ad5c00754214 | [8 empty] | ADAM-7281926688da4758ab6fad5c007567a6 | https://www.docs.signify.com/assets/ies/ledlinear_corepro_7%2c2w_r7s_840-ies.ies | [8 empty] | ADAM-8721f4e4fcf440e1b64fadab00d1d8cc | https://www.assets.signify.com/is/content/Signify/26382b4320e349a98de0adab00d1db9e | ADAM-98720092ea4f4bc2a6f2ad7f00e56186 | https://www.assets.signify.com/is/content/Signify/fp929002495102-gis-global |  |  |  |  | ADAM-c6d5fd0677f446dba50cae24010973ee | https://www.assets.signify.com/is/image/Signify/06066fb44949455fa911ae2401097896 | [6 empty] | E | 850 lumen |  | 840 ¦ CCT of 4000K | 80 | 4000 K | 7.2 W | 118.00 lm/W | 50 to 60 Hz |  | 850 lumen | 15000 hour(s) | 7.2 W | 0.5 |  | 8000 |  | 0.5 s | 60 W | https://www.lighting.philips.com/link/929002495102_EU/prd/aa/en
FP-929002495202 | CorePro LEDcapsule 2-25W ND G9 827 | 929002495202 | 2020-08-19 00:00:00 |  |  |  |  | Capsule | G9 ¦ G9 | 2700 K | Warm White (WW) | 20 mA | <lt/>6 | 14.5 mm | No | 2 kWh | 70 % |  |  | 48 mm | 0.5 s | No | [11 empty] | Yes | [63 empty] | ADAM-6186f79dd9fa4f0e8fc9ad5c008e5b9b | https://www.assets.signify.com/is/image/Signify/33df3588825147c681daad5c008e5ce4 | ADAM-7d6ca5982c374a388dd0ad7800688287 | https://www.assets.signify.com/is/content/Signify/fp929002495202-pss-global | ADAM-6125c7fd9d9e451cb3a0ad5c00753b23 | https://www.assets.signify.com/is/image/Signify/7ba3a338e41c4bafadc1ad5c00753ed2 | [8 empty] | ADAM-fc045dcf7b8048eb8124ad5c00756140 | https://www.docs.signify.com/assets/ies/ledcapsule_corepro_2w_g9_827-ies.ies | [8 empty] | ADAM-091b22c6f7d946368656adab0188de3c | https://www.assets.signify.com/is/content/Signify/5b7cd00edb3344869b02adab0188e191 | ADAM-3e80820565fe455b8782ad7f00e3cd40 | https://www.assets.signify.com/is/content/Signify/fp929002495202-gis-global | [12 empty] | E | 220 lumen |  | 827 ¦ CCT of 2700K | 80 | 2700 K | 2 W | 110.00 lm/W | 50 to 60 Hz |  | 220 lumen | 15000 hour(s) | 2 W | 0.4 |  | 8000 |  | 0.5 s | 25 W | https://www.lighting.philips.com/link/929002495202_EU/prd/aa/en
FP-929002495302 | CorePro LEDcapsule 2-25W ND G9 830 | 929002495302 | 2020-08-19 00:00:00 |  |  |  |  | Capsule | G9 ¦ G9 | 3000 K | White (WH) | 20 mA | <lt/>6 | 14.5 mm | No | 2 kWh | 70 % |  |  | 48 mm | 0.5 s | No | [11 empty] | Yes | [63 empty] | ADAM-6186f79dd9fa4f0e8fc9ad5c008e5b9b | https://www.assets.signify.com/is/image/Signify/33df3588825147c681daad5c008e5ce4 | ADAM-e0bc57fa0956415b9b98ad7800661549 | https://www.assets.signify.com/is/content/Signify/fp929002495302-pss-global | ADAM-6125c7fd9d9e451cb3a0ad5c00753b23 | https://www.assets.signify.com/is/image/Signify/7ba3a338e41c4bafadc1ad5c00753ed2 | [8 empty] | ADAM-20cc09efd4a14873a353ad5c0075625d | https://www.docs.signify.com/assets/ies/ledcapsule_corepro_2w_g9_830-ies.ies | [8 empty] | ADAM-a9d69e3144fd4a5e9233adab0189a609 | https://www.assets.signify.com/is/content/Signify/a312bd981d80431595a2adab0189a705 | ADAM-80cad474b677441eaa70ad7f00e55b2d | https://www.assets.signify.com/is/content/Signify/fp929002495302-gis-global | [12 empty] | E | 220 lumen |  | 830 ¦ CCT of 3000K | 80 | 3000 K | 2 W | 110.00 lm/W | 50 to 60 Hz |  | 220 lumen | 15000 hour(s) | 2 W | 0.4 |  | 8000 |  | 0.5 s | 25 W | https://www.lighting.philips.com/link/929002495302_EU/prd/aa/en
FP-929002495502 | CorePro LEDcapsule 3.2-40W ND G9 827 | 929002495502 | 2020-08-19 00:00:00 |  |  |  |  | Capsule | G9 ¦ G9 | 2700 K | Warm White (WW) | 30 mA | <lt/>6 | 16.5 mm | No | 4 kWh | 70 % |  |  | 54 mm | 0.5 s | No | [11 empty] | Yes | [63 empty] | ADAM-b3c0703d9e194797956dad5c008e65fc | https://www.assets.signify.com/is/image/Signify/902e052a3a484f4d89acad5c008e68a4 | ADAM-0bf0d4327b7945e38cffad7800671b15 | https://www.assets.signify.com/is/content/Signify/fp929002495502-pss-global | ADAM-b42fd746105347a5972bad5c00754015 | https://www.assets.signify.com/is/image/Signify/45d25849ee0e49eab2d8ad5c007540c7 | [8 empty] | ADAM-cf0a5073ee394fb8b037ad5c00756382 | https://www.docs.signify.com/assets/ies/ledcapsule_corepro_3%2c2w_g9_827-ies.ies | [8 empty] | ADAM-8d1e6e6e58734f499910adab018af830 | https://www.assets.signify.com/is/content/Signify/0ffbebd3ca6d40f59ee3adab018afa62 | ADAM-1cbd9e62d7334df5801cad7f00e99c16 | https://www.assets.signify.com/is/content/Signify/fp929002495502-gis-global | [12 empty] | E | 400 lumen |  | 827 ¦ CCT of 2700K | 80 | 2700 K | 3.2 W | 125.00 lm/W | 50 to 60 Hz |  | 400 lumen | 15000 hour(s) | 3.2 W | 0.4 |  | 8000 |  | 0.5 s | 40 W | https://www.lighting.philips.com/link/929002495502_EU/prd/aa/en
FP-929002495602 | CorePro LEDcapsule 3.2-40W ND G9 830 | 929002495602 | 2020-08-19 00:00:00 |  |  |  |  | Capsule | G9 ¦ G9 | 3000 K | White (WH) | 30 mA | <lt/>6 | 16.5 mm | No | 4 kWh | 70 % |  |  | 54 mm | 0.5 s | No | [11 empty] | Yes | [63 empty] | ADAM-b3c0703d9e194797956dad5c008e65fc | https://www.assets.signify.com/is/image/Signify/902e052a3a484f4d89acad5c008e68a4 | ADAM-62133e8ad6c54015987bad7800618840 | https://www.assets.signify.com/is/content/Signify/fp929002495602-pss-global | ADAM-b42fd746105347a5972bad5c00754015 | https://www.assets.signify.com/is/image/Signify/45d25849ee0e49eab2d8ad5c007540c7 | [8 empty] | ADAM-6c2c65749063492db62ead5c007565a8 | https://www.docs.signify.com/assets/ies/ledcapsule_corepro_3%2c2w_g9_830-ies.ies | [8 empty] | ADAM-5e0457eb903d4957a4b8adac00002d87 | https://www.assets.signify.com/is/content/Signify/12ab38d94a5e47ccaf8badac0000304e | ADAM-1cfcdfde003f4890a008ad7f00e91921 | https://www.assets.signify.com/is/content/Signify/fp929002495602-gis-global | [12 empty] | E | 400 lumen |  | 830 ¦ CCT of 3000K | 80 | 3000 K | 3.2 W | 125.00 lm/W | 50 to 60 Hz |  | 400 lumen | 15000 hour(s) | 3.2 W | 0.4 |  | 8000 |  | 0.5 s | 40 W | https://www.lighting.philips.com/link/929002495602_EU/prd/aa/en
FP-929002495802 | CorePro LEDspot 3-35W GU10 827 36D DIM | 929002495802 | 2020-09-11 00:00:00 |  |  |  | 36 degree(s) | PAR16 ¦ PAR 2 inch/50mm | GU10 ¦ GU10 | 2700 K | Warm White (WW) | 18 mA | <lt/>6 | 50 mm | Only with specific dimmers | 3 kWh | 70 % | 230 lumen | 500 cd | 54 mm | 0.5 s | Yes | [11 empty] | Yes | [63 empty] | ADAM-0cb521bfd69f4d4494ecaa5500ad2f2b | https://www.assets.signify.com/is/image/PhilipsLighting/b609e78f0d4a43e88f33aa5500ad3181 | ADAM-c55f2fe854b841bab07dad7800650eb5 | https://www.assets.signify.com/is/content/Signify/fp929002495802-pss-global | ADAM-20160303143655912 | https://www.assets.signify.com/is/image/PhilipsLighting/71b7c56fd7c243b49af2a5be00ded0c6 | [8 empty] | ADAM-ef08a4e0e1a14799b79bad5e010eefea | https://www.docs.signify.com/assets/ies/ledspots_corepro_slr_3w_par16_gu10_827_36d-ies.ies | [8 empty] | ADAM-be4996d938ad417b9449adad018a89f6 | https://www.assets.signify.com/is/content/Signify/4174c45ba28c4e2499d3adad018a8f3e | ADAM-9bb7ba434eb449ab9048ad7f00e942d1 | https://www.assets.signify.com/is/content/Signify/fp929002495802-gis-global |  |  |  |  | ADAM-71ba9b53b8f74ff8b134af18008823cc | https://www.assets.signify.com/is/content/Signify/981a4831942946e8bc14af1800882a0d | ADAM-13124142235548afbeb0af32007fd494 | https://www.assets.signify.com/is/content/Signify/97398daa33e24390871baf32007fdeac |  |  |  |  | F | 230 lumen |  | 827 ¦ CCT of 2700K | 80 | 2700 K | 3 W | 76 lm/W | 50 to 60 Hz |  | 230 lumen | 15000 hour(s) | 3 W | 0.8 |  | 50000 |  | 0.5 s | 35 W | https://www.lighting.philips.com/link/929002495802_EU/prd/aa/en
FP-929002495902 | CorePro LEDspot 4-50W GU10 827 36D DIM | 929002495902 | 2020-09-11 00:00:00 |  |  |  | 36 degree(s) | PAR16 ¦ PAR 2 inch/50mm | GU10 ¦ GU10 | 2700 K | Warm White (WW) | 23 mA | <lt/>6 | 50 mm | Only with specific dimmers | 4 kWh | 70 % | 345 lumen | 700 cd | 54 mm | 0.5 s | Yes | [11 empty] | Yes | [63 empty] | ADAM-0cb521bfd69f4d4494ecaa5500ad2f2b | https://www.assets.signify.com/is/image/PhilipsLighting/b609e78f0d4a43e88f33aa5500ad3181 | ADAM-64a2a3c616a5492a8eb6ad780062a10e | https://www.assets.signify.com/is/content/Signify/fp929002495902-pss-global | ADAM-20160303143655912 | https://www.assets.signify.com/is/image/PhilipsLighting/71b7c56fd7c243b49af2a5be00ded0c6 | [8 empty] | ADAM-b8b8a47375c94a12875fad5e010ef0a7 | https://www.docs.signify.com/assets/ies/ledspots_corepro_slr_4w_par16_gu10_827_36d-ies.ies | [8 empty] | ADAM-6d6bb1e2de3b4244bad9adae0005642c | https://www.assets.signify.com/is/content/Signify/f973ec9e02d446c0a973adae0005654a | ADAM-13b9f48f9a43415e8b28ad7f00e8b956 | https://www.assets.signify.com/is/content/Signify/fp929002495902-gis-global |  |  |  |  | ADAM-71ba9b53b8f74ff8b134af18008823cc | https://www.assets.signify.com/is/content/Signify/981a4831942946e8bc14af1800882a0d | ADAM-13124142235548afbeb0af32007fd494 | https://www.assets.signify.com/is/content/Signify/97398daa33e24390871baf32007fdeac |  |  |  |  | F | 345 lumen |  | 827 ¦ CCT of 2700K | 80 | 2700 K | 4 W | 86 lm/W | 50 to 60 Hz |  | 345 lumen | 15000 hour(s) | 4 W | 0.84 |  | 50000 |  | 0.5 s | 50 W | https://www.lighting.philips.com/link/929002495902_EU/prd/aa/en
FP-929002664132 | DN065B G3 LDNR LED20/840 19.5W D200 RD | 929002664132 | 2020-10-22 00:00:00 |  |  | IP20/40 ¦ Finger-protected, Emitting surface |  |  |  | 4000 K |  |  |  |  | No | [8 empty] | -20 to +40 °C | [8 empty] | Cable 0.2 m without plug | Yes | Screw connection block 2-pole | No |  | 0.6 % | Yes | Power supply unit (On/Off) |  |  |  |  | Steel |  | For mounting on normally flammable surfaces |  | Temperature 650 °C, duration 30 s | Metal | IP20/40 ¦ Finger-protected, Emitting surface | (0.38, 0.38) SDCM≤5 |  | 220 to 240 V | 5.18 A |  |  |  | No | 110° | +/-10% |  |  | IK03 ¦ 0.3 J |  |  |  |  | 1 unit |  | 150 | Polycarbonate | Beam angle 110° |  | Matte | Polycarbonate |  |  | 225 mm | 45 mm | [6 empty] | +/-10% | Safety class II | Polycarbonate aluminum coated |  | No |  | 28 |  |  | 3 years |  | ADAM-20170615083120963 | https://www.assets.signify.com/is/image/Signify/e852990d3b0e4ffea6c3a793006b0065 | ADAM-3fe11b18ca7745c8864fad5c017c5f04 | https://www.assets.signify.com/is/content/Signify/fp929002664132-pss-global |  |  | ADAM-ddc83edacc154bacb7bbae40009c2f1b | https://www.assets.signify.com/is/image/Signify/944b1485f0b648968506ae40009c33b9 | ADAM-0c66839018a84060aac6ad9e006b9e5b;ADAM-561e66c2cba941feb218ad9e006ba806 | https://www.assets.signify.com/is/content/Signify/7fcf5421959243feaf70ad9e006ba53d;https://www.assets.signify.com/is/content/Signify/3a503f151edf42aea48fad9e006bacf8 |  |  |  |  | ADAM-1bcf6281dea349ccad62ad6300aec92f | https://www.docs.signify.com/assets/ies/downlight_dn065b_g3_ldnr_840_d200_rd-ies.ies | [16 empty] | ADAM-e2ff3995417c4b58b856adfa00fc2876;ADAM-59b03dec60734cf298ceae24010982e1;ADAM-de61bb98ed57434cac89b03d009aae43 | https://www.assets.signify.com/is/content/Signify/53b697d9ef114447a349adfa00fc2d14;https://www.assets.signify.com/is/image/Signify/3d30339cbe704f4092beae2401098656;https://www.assets.signify.com/is/content/Signify/52c8418cb469432891d4b03d009ab213 | ADAM-66e7e2bdedc44f9f86eca9d900ed5bb1;ADAM-10fb3bb112354546ac38b00d01091c08 | https://www.assets.signify.com/is/content/PhilipsLighting/2ea8af367ef1422ab4d2a9d900ed6099;https://www.assets.signify.com/is/content/Signify/09c215658f064c36b24fb00d01092d3b |  |  | L65 |  |  | 2000 lumen | White |  | 80 | 4000 K | 20 W | 100 lm/W | 50 or 60 Hz | 840 neutral white | 2000 lumen |  | 20 W | 0.9 | [5 empty] | https://www.lighting.philips.com/link/929002664132_EU/prd/aa/en
FP-929002664232 | DN065B G3 LDNR LED10/830 10.5W L150 SQ | 929002664232 | 2020-10-22 00:00:00 |  |  | IP20/40 ¦ Finger-protected, Emitting surface |  |  |  | 3000 K |  |  |  |  | No | [8 empty] | -20 to +40 °C | [8 empty] | Cable 0.2 m without plug | CE mark | Screw connection block 2-pole | No |  | 0.6 % | Yes | Power supply unit (On/Off) |  |  |  |  | Steel |  | For mounting on normally flammable surfaces |  | Temperature 650 °C, duration 30 s | Metal | IP20/40 ¦ Finger-protected, Emitting surface | (0.44, 0.403) SDCM≤5 |  | 220 to 240 V | 5.05 A |  |  |  | No | 110° | +/-10% |  |  | IK03 ¦ 0.3 J |  |  |  |  | 1 unit |  | 280 | Polycarbonate | Beam angle 110° |  | Matte | Polycarbonate |  |  |  | 39 mm | 175 mm | 175 mm |  |  |  |  | +/-10% | Safety class II | - |  | No |  | 28 |  |  | 3 years |  | ADAM-be92b52d556e48939467ad7c007ef02c | https://www.assets.signify.com/is/image/Signify/48c5895a5ce543c2b7a6ad7c007ef5d0 | ADAM-b163f432cb884f598522ad7f00f363c7 | https://www.assets.signify.com/is/content/Signify/fp929002664232-pss-global |  |  | ADAM-2a174421332a4682a61cae40009c3b66 | https://www.assets.signify.com/is/image/Signify/b1584751c6de40c99953ae40009c420f | ADAM-66c57204c52c4ae29737ad9e006bb35a | https://www.assets.signify.com/is/content/Signify/888b0af1bf8e49918c5bad9e006bb6f8 |  |  |  |  | ADAM-a5418d7550e64540b7ccad7c007ed473 | https://www.docs.signify.com/assets/ies/donwlight_dn065b_g3_ldnr_830_l150_sq-ies.ies | [16 empty] | ADAM-e2ff3995417c4b58b856adfa00fc2876;ADAM-59b03dec60734cf298ceae24010982e1;ADAM-de61bb98ed57434cac89b03d009aae43 | https://www.assets.signify.com/is/content/Signify/53b697d9ef114447a349adfa00fc2d14;https://www.assets.signify.com/is/image/Signify/3d30339cbe704f4092beae2401098656;https://www.assets.signify.com/is/content/Signify/52c8418cb469432891d4b03d009ab213 | ADAM-66e7e2bdedc44f9f86eca9d900ed5bb1;ADAM-10fb3bb112354546ac38b00d01091c08 | https://www.assets.signify.com/is/content/PhilipsLighting/2ea8af367ef1422ab4d2a9d900ed6099;https://www.assets.signify.com/is/content/Signify/09c215658f064c36b24fb00d01092d3b |  |  | L65 |  |  | 1000 lumen | White |  | 80 | 3000 K | 11 W | 90 lm/W | 50 or 60 Hz | 830 warm white | 1000 lumen |  | 11 W | 0.9 | [5 empty] | https://www.lighting.philips.com/link/929002664232_EU/prd/aa/en
FP-929002664332 | DN065B G3 LDNR LED10/840 10.5W L150 SQ | 929002664332 | 2020-10-22 00:00:00 |  |  | IP20/40 ¦ Finger-protected, Emitting surface |  |  |  | 4000 K |  |  |  |  | No | [8 empty] | -20 to +40 °C | [8 empty] | Cable 0.2 m without plug | CE mark | Screw connection block 2-pole | No |  | 0.6 % | Yes | Power supply unit (On/Off) |  |  |  |  | Steel |  | For mounting on normally flammable surfaces |  | Temperature 650 °C, duration 30 s | Metal | IP20/40 ¦ Finger-protected, Emitting surface | (0.38, 0.38) SDCM≤5 |  | 220 to 240 V | 5.05 A |  |  |  | No | 110° | +/-10% |  |  | IK03 ¦ 0.3 J |  |  |  |  | 1 unit |  | 280 | Polycarbonate | Beam angle 110° |  | Matte | Polycarbonate |  |  |  | 39 mm | 175 mm | 175 mm |  |  |  |  | +/-10% | Safety class II | - |  | No |  | 28 |  |  | 3 years |  | ADAM-be92b52d556e48939467ad7c007ef02c | https://www.assets.signify.com/is/image/Signify/48c5895a5ce543c2b7a6ad7c007ef5d0 | ADAM-60373ba40e2b46c3b6b2ad7f00f3cca4 | https://www.assets.signify.com/is/content/Signify/fp929002664332-pss-global |  |  | ADAM-2a174421332a4682a61cae40009c3b66 | https://www.assets.signify.com/is/image/Signify/b1584751c6de40c99953ae40009c420f | ADAM-66c57204c52c4ae29737ad9e006bb35a | https://www.assets.signify.com/is/content/Signify/888b0af1bf8e49918c5bad9e006bb6f8 |  |  |  |  | ADAM-e0f7976139f542ceb74ead7c007ed9ce | https://www.docs.signify.com/assets/ies/donwlight_dn065b_g3_ldnr_840_l150_sq-ies.ies | [16 empty] | ADAM-e2ff3995417c4b58b856adfa00fc2876;ADAM-59b03dec60734cf298ceae24010982e1;ADAM-de61bb98ed57434cac89b03d009aae43 | https://www.assets.signify.com/is/content/Signify/53b697d9ef114447a349adfa00fc2d14;https://www.assets.signify.com/is/image/Signify/3d30339cbe704f4092beae2401098656;https://www.assets.signify.com/is/content/Signify/52c8418cb469432891d4b03d009ab213 | ADAM-66e7e2bdedc44f9f86eca9d900ed5bb1;ADAM-10fb3bb112354546ac38b00d01091c08 | https://www.assets.signify.com/is/content/PhilipsLighting/2ea8af367ef1422ab4d2a9d900ed6099;https://www.assets.signify.com/is/content/Signify/09c215658f064c36b24fb00d01092d3b |  |  | L65 |  |  | 1000 lumen | White |  | 80 | 4000 K | 11 W | 90 lm/W | 50 or 60 Hz | 840 neutral white | 1000 lumen |  | 11 W | 0.9 | [5 empty] | https://www.lighting.philips.com/link/929002664332_EU/prd/aa/en
FP-929002664432 | DN065C G3 LDNR LED10/830 10.5W D175 RD | 929002664432 | 2020-10-22 00:00:00 |  |  | IP20/40 ¦ Finger-protected, Emitting surface |  |  |  | 3000 K |  |  |  |  | No | [8 empty] | -20 to +40 °C | [8 empty] | Cable 0.2 m without plug | Yes | Screw connection block 2-pole | No |  | 0.6 % | Yes | Power supply unit (On/Off) |  |  |  |  | Steel |  | For mounting on normally flammable surfaces |  | Temperature 650 °C, duration 30 s | Metal | IP20/40 ¦ Finger-protected, Emitting surface | (IEC3000K, 0.44, 0.403) 5SDCM |  | 220 to 240 V | 5.05 A |  |  |  | No | 110° | +/-10% |  |  | IK03 ¦ 0.3 J |  |  |  |  | 1 unit |  | 280 | Polycarbonate | Beam angle 110° |  | Matte | Polycarbonate |  |  | 175 mm | 40 mm | [6 empty] | +/-10% | Safety class II | Polycarbonate aluminum coated |  | No |  |  |  |  | 3 years |  | ADAM-a69b781cfcd64f969158ae7800bd78a8 | https://www.assets.signify.com/is/image/Signify/3861b31aa410420f8279ae7800bd78a6 | ADAM-39029df75548450fa028ad5c017c0108 | https://www.assets.signify.com/is/content/Signify/fp929002664432-pss-global |  |  | ADAM-391b669129994766817cad57008f67b7 | https://www.assets.signify.com/is/image/Signify/aec64b3500fa4bf0ac04ad57008f6843 | ADAM-acf20794f7304324b127adaa013bee79 | https://www.assets.signify.com/is/content/Signify/ce6be68604e144a0bbd3adaa013bf11c |  |  |  |  | ADAM-1e4176955dcf4c208dd1ad6300aec9f3 | https://www.docs.signify.com/assets/ies/downlight_dn065c_g3_ldnr_830_d175_rd-ies.ies | [16 empty] | ADAM-e2ff3995417c4b58b856adfa00fc2876;ADAM-59b03dec60734cf298ceae24010982e1;ADAM-de61bb98ed57434cac89b03d009aae43 | https://www.assets.signify.com/is/content/Signify/53b697d9ef114447a349adfa00fc2d14;https://www.assets.signify.com/is/image/Signify/3d30339cbe704f4092beae2401098656;https://www.assets.signify.com/is/content/Signify/52c8418cb469432891d4b03d009ab213 | ADAM-66e7e2bdedc44f9f86eca9d900ed5bb1;ADAM-10fb3bb112354546ac38b00d01091c08 | https://www.assets.signify.com/is/content/PhilipsLighting/2ea8af367ef1422ab4d2a9d900ed6099;https://www.assets.signify.com/is/content/Signify/09c215658f064c36b24fb00d01092d3b |  |  | L65 |  |  | 1000 lumen | White |  | 80 | 3000 K | 11 W | 90 lm/W | 50 or 60 Hz | 830 warm white | 1000 lumen |  | 11 W | 0.9 | [5 empty] | https://www.lighting.philips.com/link/929002664432_EU/prd/aa/en
FP-929002664532 | DN065C G3 LDNR LED10/840 10.5W D175 RD | 929002664532 | 2020-10-22 00:00:00 |  |  | IP20/40 ¦ Finger-protected, Emitting surface |  |  |  | 4000 K |  |  |  |  | No | [8 empty] | -20 to +40 °C | [8 empty] | Cable 0.2 m without plug | Yes | Screw connection block 2-pole | No |  | 0.6 % | Yes | Power supply unit (On/Off) |  |  |  |  | Steel |  | For mounting on normally flammable surfaces |  | Temperature 650 °C, duration 30 s | Metal | IP20/40 ¦ Finger-protected, Emitting surface | (IEC4000K, 0.38, 0.38) 5SDCM |  | 220 to 240 V | 5.05 A |  |  |  | No | 110° | +/-10% |  |  | IK03 ¦ 0.3 J |  |  |  |  | 1 unit |  | 280 | Polycarbonate | Beam angle 110° |  | Matte | Polycarbonate |  |  | 175 mm | 40 mm | [6 empty] | +/-10% | Safety class II | Polycarbonate aluminum coated |  | No |  |  |  |  | 3 years |  | ADAM-a69b781cfcd64f969158ae7800bd78a8 | https://www.assets.signify.com/is/image/Signify/3861b31aa410420f8279ae7800bd78a6 | ADAM-788a129c6f3f4066ac56ad5c017c68d8 | https://www.assets.signify.com/is/content/Signify/fp929002664532-pss-global |  |  | ADAM-391b669129994766817cad57008f67b7 | https://www.assets.signify.com/is/image/Signify/aec64b3500fa4bf0ac04ad57008f6843 | ADAM-acf20794f7304324b127adaa013bee79 | https://www.assets.signify.com/is/content/Signify/ce6be68604e144a0bbd3adaa013bf11c |  |  |  |  | ADAM-0e2f5b9d658047cf8e9bad6300aecc36 | https://www.docs.signify.com/assets/ies/downlight_dn065c_g3_ldnr_840_d175_rd-ies.ies | [16 empty] | ADAM-e2ff3995417c4b58b856adfa00fc2876;ADAM-59b03dec60734cf298ceae24010982e1;ADAM-de61bb98ed57434cac89b03d009aae43 | https://www.assets.signify.com/is/content/Signify/53b697d9ef114447a349adfa00fc2d14;https://www.assets.signify.com/is/image/Signify/3d30339cbe704f4092beae2401098656;https://www.assets.signify.com/is/content/Signify/52c8418cb469432891d4b03d009ab213 | ADAM-66e7e2bdedc44f9f86eca9d900ed5bb1;ADAM-10fb3bb112354546ac38b00d01091c08 | https://www.assets.signify.com/is/content/PhilipsLighting/2ea8af367ef1422ab4d2a9d900ed6099;https://www.assets.signify.com/is/content/Signify/09c215658f064c36b24fb00d01092d3b |  |  | L65 |  |  | 1000 lumen | White |  | 80 | 4000 K | 11 W | 90 lm/W | 50 or 60 Hz | 840 neutral white | 1000 lumen |  | 11 W | 0.9 | [5 empty] | https://www.lighting.philips.com/link/929002664532_EU/prd/aa/en
FP-929002664632 | DN065C G3 LDNR LED20/830 19.5W D225 RD | 929002664632 | 2020-10-22 00:00:00 |  |  | IP20/40 ¦ Finger-protected, Emitting surface |  |  |  | 3000 K |  |  |  |  | No | [8 empty] | -20 to +40 °C | [8 empty] | Cable 0.2 m without plug | Yes | Screw connection block 2-pole | No |  | 0.6 % | Yes | Power supply unit (On/Off) |  |  |  |  | Steel |  | For mounting on normally flammable surfaces |  | Temperature 650 °C, duration 30 s | Metal | IP20/40 ¦ Finger-protected, Emitting surface | (IEC3000K, 0.44, 0.403) 5SDCM |  | 220 to 240 V | 5.18 A |  |  |  | No | 110° | +/-10% |  |  | IK03 ¦ 0.3 J |  |  |  |  | 1 unit |  | 150 | Polycarbonate | Beam angle 110° |  | Matte | Polycarbonate |  |  | 225 mm | 40 mm | [6 empty] | +/-10% | Safety class II | Polycarbonate aluminum coated |  | No |  |  |  |  | 3 years |  | ADAM-a69b781cfcd64f969158ae7800bd78a8 | https://www.assets.signify.com/is/image/Signify/3861b31aa410420f8279ae7800bd78a6 | ADAM-d3beaa3425b2493188e6ad5c017c67a0 | https://www.assets.signify.com/is/content/Signify/fp929002664632-pss-global |  |  | ADAM-d2a0a071730c470888b9ad57008f68b9 | https://www.assets.signify.com/is/image/Signify/9456b28454f04ce9a9c5ad57008f6943 | ADAM-acf20794f7304324b127adaa013bee79 | https://www.assets.signify.com/is/content/Signify/ce6be68604e144a0bbd3adaa013bf11c |  |  |  |  | ADAM-5b321cfe3c1a4ef1b409ad6300aecd03 | https://www.docs.signify.com/assets/ies/downlight_dn065c_g3_ldnr_830_d225_rd-ies.ies | [16 empty] | ADAM-e2ff3995417c4b58b856adfa00fc2876;ADAM-59b03dec60734cf298ceae24010982e1;ADAM-de61bb98ed57434cac89b03d009aae43 | https://www.assets.signify.com/is/content/Signify/53b697d9ef114447a349adfa00fc2d14;https://www.assets.signify.com/is/image/Signify/3d30339cbe704f4092beae2401098656;https://www.assets.signify.com/is/content/Signify/52c8418cb469432891d4b03d009ab213 | ADAM-66e7e2bdedc44f9f86eca9d900ed5bb1;ADAM-10fb3bb112354546ac38b00d01091c08 | https://www.assets.signify.com/is/content/PhilipsLighting/2ea8af367ef1422ab4d2a9d900ed6099;https://www.assets.signify.com/is/content/Signify/09c215658f064c36b24fb00d01092d3b |  |  | L65 |  |  | 2000 lumen | White |  | 80 | 3000 K | 20 W | 100 lm/W | 50 or 60 Hz | 830 warm white | 2000 lumen |  | 20 W | 0.9 | [5 empty] | https://www.lighting.philips.com/link/929002664632_EU/prd/aa/en
FP-929002664732 | DN065C G3 LDNR LED20/840 19.5W D225 RD | 929002664732 | 2020-10-22 00:00:00 |  |  | IP20/40 ¦ Finger-protected, Emitting surface |  |  |  | 4000 K |  |  |  |  | No | [8 empty] | -20 to +40 °C | [8 empty] | Cable 0.2 m without plug | Yes | Screw connection block 2-pole | No |  | 0.6 % | Yes | Power supply unit (On/Off) |  |  |  |  | Steel |  | For mounting on normally flammable surfaces |  | Temperature 650 °C, duration 30 s | Metal | IP20/40 ¦ Finger-protected, Emitting surface | (IEC4000K, 0.38, 0.38) 5SDCM |  | 220 to 240 V | 5.18 A |  |  |  | No | 110° | +/-10% |  |  | IK03 ¦ 0.3 J |  |  |  |  | 1 unit |  | 150 | Polycarbonate | Beam angle 110° |  | Matte | Polycarbonate |  |  | 225 mm | 40 mm | [6 empty] | +/-10% | Safety class II | Polycarbonate aluminum coated |  | No |  |  |  |  | 3 years |  | ADAM-a69b781cfcd64f969158ae7800bd78a8 | https://www.assets.signify.com/is/image/Signify/3861b31aa410420f8279ae7800bd78a6 | ADAM-15672b515c7847c086e5ad5c017c668e | https://www.assets.signify.com/is/content/Signify/fp929002664732-pss-global |  |  | ADAM-d2a0a071730c470888b9ad57008f68b9 | https://www.assets.signify.com/is/image/Signify/9456b28454f04ce9a9c5ad57008f6943 | ADAM-acf20794f7304324b127adaa013bee79 | https://www.assets.signify.com/is/content/Signify/ce6be68604e144a0bbd3adaa013bf11c |  |  |  |  | ADAM-dec54f926b7142388f2ead6300aecdd1 | https://www.docs.signify.com/assets/ies/downlight_dn065c_g3_ldnr_840_d225_rd-ies.ies | [16 empty] | ADAM-e2ff3995417c4b58b856adfa00fc2876;ADAM-59b03dec60734cf298ceae24010982e1;ADAM-de61bb98ed57434cac89b03d009aae43 | https://www.assets.signify.com/is/content/Signify/53b697d9ef114447a349adfa00fc2d14;https://www.assets.signify.com/is/image/Signify/3d30339cbe704f4092beae2401098656;https://www.assets.signify.com/is/content/Signify/52c8418cb469432891d4b03d009ab213 | ADAM-66e7e2bdedc44f9f86eca9d900ed5bb1;ADAM-10fb3bb112354546ac38b00d01091c08 | https://www.assets.signify.com/is/content/PhilipsLighting/2ea8af367ef1422ab4d2a9d900ed6099;https://www.assets.signify.com/is/content/Signify/09c215658f064c36b24fb00d01092d3b |  |  | L65 |  |  | 2000 lumen | White |  | 80 | 4000 K | 20 W | 100 lm/W | 50 or 60 Hz | 840 neutral white | 2000 lumen |  | 20 W | 0.9 | [5 empty] | https://www.lighting.philips.com/link/929002664732_EU/prd/aa/en
FP-929002668382 | PILA DN020B LED13/830 14W D150 RD EU | 929002668382 | 2020-10-22 00:00:00 |  |  | IP20 ¦ Finger-protected |  |  |  | 3000 K |  |  |  |  | No | [8 empty] | -20 to +40 °C | [8 empty] | Cable without plug 2-pole | CE mark | Flying leads/wires | No |  | 1.2 % | Yes | Power supply unit (On/Off) |  |  |  |  | Steel |  | For mounting on normally flammable surfaces |  | Temperature 650 °C, duration 30 s | Plastic | IP20 ¦ Finger-protected | (0.4339, 0.4033) <lt/>6 |  | 220 to 240 V | 9 A | 0.2 ms |  |  | No | 110° | +/-10% |  |  | IK03 ¦ 0.3 J | 20000 hour(s) |  |  |  | 1 unit |  | 72 | Polycarbonate | Matt optic decorative |  | Opal | Polycarbonate |  |  | 165 mm | 38 mm | [6 empty] | +/-10% | Safety class II | - |  | Not applicable |  |  |  |  | 1 years |  | ADAM-83f57b1e113a4e28a185ab0200dd435d | https://www.assets.signify.com/is/image/PhilipsLighting/b2f85958851f4e76ab81ab0200dd435a | ADAM-65e97d6f84b846e9a9eead6700a3ebc6 | https://www.assets.signify.com/is/content/Signify/fp929002668382-pss-global |  |  |  |  | ADAM-1bce00200ed74c508e69ad9e006bc5cf;ADAM-7f88b15df1cf4c14b990ad9e006bd168 | https://www.assets.signify.com/is/content/Signify/e1dcc12d10cc41c4a056ad9e006bcb97;https://www.assets.signify.com/is/content/Signify/97a080235adb4915929aad9e006bd62b | [31 empty] | 1300 lumen | White |  | 80 | 3000 K | 14 W | 92.00 lm/W | 50 or 60 Hz | 830 warm white | 1300 lumen |  | 14 W | 0.51 | [5 empty] | https://www.lighting.philips.com/link/929002668382_EU/prd/aa/en
FP-929002668482 | PILA DN020B LED13/840 14W D150 RD EU | 929002668482 | 2020-10-22 00:00:00 |  |  | IP20 ¦ Finger-protected |  |  |  | 4000 K |  |  |  |  | No | [8 empty] | -20 to +40 °C | [8 empty] | Cable without plug 2-pole | CE mark | Flying leads/wires | No |  | 1.2 % | Yes | Power supply unit (On/Off) |  |  |  |  | Steel |  | For mounting on normally flammable surfaces |  | Temperature 650 °C, duration 30 s | Plastic | IP20 ¦ Finger-protected | (0.3818, 0.3797) <lt/>6 |  | 220 to 240 V | 9 A | 0.2 ms |  |  | No | 110° | +/-10% |  |  | IK03 ¦ 0.3 J | 20000 hour(s) |  |  |  | 1 unit |  | 72 | Polycarbonate | Matt optic decorative |  | Opal | Polycarbonate |  |  | 165 mm | 38 mm | [6 empty] | +/-10% | Safety class II | - |  | Not applicable |  |  |  |  | 1 years |  | ADAM-83f57b1e113a4e28a185ab0200dd435d | https://www.assets.signify.com/is/image/PhilipsLighting/b2f85958851f4e76ab81ab0200dd435a | ADAM-e05d0bddee3c44fdb311ad6700a499a2 | https://www.assets.signify.com/is/content/Signify/fp929002668482-pss-global |  |  |  |  | ADAM-1bce00200ed74c508e69ad9e006bc5cf;ADAM-7f88b15df1cf4c14b990ad9e006bd168 | https://www.assets.signify.com/is/content/Signify/e1dcc12d10cc41c4a056ad9e006bcb97;https://www.assets.signify.com/is/content/Signify/97a080235adb4915929aad9e006bd62b | [31 empty] | 1300 lumen | White |  | 80 | 4000 K | 14 W | 92.00 lm/W | 50 or 60 Hz | 840 neutral white | 1300 lumen |  | 14 W | 0.51 | [5 empty] | https://www.lighting.philips.com/link/929002668482_EU/prd/aa/en
FP-929002668682 | PILA DN020B LED22/830 22.5W D200 RD EU | 929002668682 | 2020-10-22 00:00:00 |  |  | IP20 ¦ Finger-protected |  |  |  | 3000 K |  |  |  |  | No | [8 empty] | -20 to +40 °C | [8 empty] | Cable without plug 2-pole | CE mark | Flying leads/wires | No |  | 1.2 % | Yes | Power supply unit (On/Off) |  |  |  |  | Steel |  | For mounting on normally flammable surfaces |  | Temperature 650 °C, duration 30 s | Plastic | IP20 ¦ Finger-protected | (0.4339, 0.4033) <lt/>6 |  | 220 to 240 V | 12.5 A | 0.24 ms |  |  | No | 110° | +/-10% |  |  | IK03 ¦ 0.3 J | 20000 hour(s) |  |  |  | 1 unit |  | 51 | Polycarbonate | Matt optic decorative |  | Opal | Polycarbonate |  |  | 225 mm | 38 mm | [6 empty] | +/-10% | Safety class II | - |  | Not applicable |  |  |  |  | 1 years |  | ADAM-83f57b1e113a4e28a185ab0200dd435d | https://www.assets.signify.com/is/image/PhilipsLighting/b2f85958851f4e76ab81ab0200dd435a | ADAM-f966905d8c944613a333ad6700a7ec2b | https://www.assets.signify.com/is/content/Signify/fp929002668682-pss-global |  |  |  |  | ADAM-1bce00200ed74c508e69ad9e006bc5cf;ADAM-7f88b15df1cf4c14b990ad9e006bd168 | https://www.assets.signify.com/is/content/Signify/e1dcc12d10cc41c4a056ad9e006bcb97;https://www.assets.signify.com/is/content/Signify/97a080235adb4915929aad9e006bd62b | [31 empty] | 2200 lumen | White |  | 80 | 3000 K | 22.5 W | 97.00 lm/W | 50 or 60 Hz | 830 warm white | 2200 lumen |  | 22.5 W | 0.51 | [5 empty] | https://www.lighting.philips.com/link/929002668682_EU/prd/aa/en
FP-929002668782 | PILA DN020B LED22/840 22.5W D200 RD EU | 929002668782 | 2020-10-22 00:00:00 |  |  | IP20 ¦ Finger-protected |  |  |  | 4000 K |  |  |  |  | No | [8 empty] | -20 to +40 °C | [8 empty] | Cable without plug 2-pole | CE mark | Flying leads/wires | No |  | 1.2 % | Yes | Power supply unit (On/Off) |  |  |  |  | Steel |  | For mounting on normally flammable surfaces |  | Temperature 650 °C, duration 30 s | Plastic | IP20 ¦ Finger-protected | (0.3818, 0.3797) <lt/>6 |  | 220 to 240 V | 12.5 A | 0.24 ms |  |  | No | 110° | +/-10% |  |  | IK03 ¦ 0.3 J | 20000 hour(s) |  |  |  | 1 unit |  | 51 | Polycarbonate | Matt optic decorative |  | Opal | Polycarbonate |  |  | 225 mm | 38 mm | [6 empty] | +/-10% | Safety class II | - |  | Not applicable |  |  |  |  | 1 years |  | ADAM-83f57b1e113a4e28a185ab0200dd435d | https://www.assets.signify.com/is/image/PhilipsLighting/b2f85958851f4e76ab81ab0200dd435a | ADAM-76ec7cef96cf45c29676ad6700a5a617 | https://www.assets.signify.com/is/content/Signify/fp929002668782-pss-global |  |  |  |  | ADAM-1bce00200ed74c508e69ad9e006bc5cf;ADAM-7f88b15df1cf4c14b990ad9e006bd168 | https://www.assets.signify.com/is/content/Signify/e1dcc12d10cc41c4a056ad9e006bcb97;https://www.assets.signify.com/is/content/Signify/97a080235adb4915929aad9e006bd62b | [31 empty] | 2200 lumen | White |  | 80 | 4000 K | 22.5 W | 97.00 lm/W | 50 or 60 Hz | 840 neutral white | 2200 lumen |  | 22.5 W | 0.51 | [5 empty] | https://www.lighting.philips.com/link/929002668782_EU/prd/aa/en
FP-929002669732 | RS060B G2 LDNR LED5-36/830 PSR II WH | 929002669732 | 2020-10-28 00:00:00 |  |  | IP20 ¦ Finger-protected |  |  |  | 3000 K |  |  |  |  | Yes | [8 empty] | -20 to +40 °C | [8 empty] | Cable 0.2 m with cable connector | Yes | AC power connector C13 | No |  | 0.6 % | Yes | Power supply unit regulating |  |  |  |  | Steel |  | For mounting on normally flammable surfaces |  | Temperature 650 °C, duration 30 s | Metal–Plastic | IP20 ¦ Finger-protected | (IEC3000K, 0.44, 0.403) <lt/>5SDCM |  | 220 to 240 V | 1 A |  |  |  | No | 36° | +/-10% |  | 10% (depends on dimmer, ELV) | IK03 ¦ 0.3 J |  |  |  |  | 1 unit |  | 100 | Polycarbonate | Beam angle 36° |  | Clear | Polycarbonate |  |  | 75 mm | 55 mm | [6 empty] | +/-10% | Safety class II | Polycarbonate aluminum coated |  | Not applicable |  | 21 |  |  | 3 years |  | ADAM-20160901094802214 | https://www.assets.signify.com/is/image/Signify/4b16e02d03bd413695b4a67400802799 | ADAM-32898e22cac8499c87a4ad5c017bd5ce | https://www.assets.signify.com/is/content/Signify/fp929002669732-pss-global |  |  | ADAM-e14801d36b8344609c17ae40009c5eec | https://www.assets.signify.com/is/image/Signify/00463810c7ca44c58a1eae40009c62b9 | ADAM-44da29c1c16544d4920dadaa007c3626 | https://www.assets.signify.com/is/content/Signify/bb500612b73f41c0a18dadaa007c3778 |  |  |  |  | ADAM-df9837adf8b94b6e999bad5600ab34e3 | https://www.docs.signify.com/assets/ies/downlight_rs060b_g2_ldnr_830_psr_wh-ies.ies | [10 empty] | ADAM-ce6c0ce8f50048b581bcad5c01795188 | https://www.assets.signify.com/is/content/Signify/fp929002669732-gis-global |  |  |  |  | ADAM-de61bb98ed57434cac89b03d009aae43 | https://www.assets.signify.com/is/content/Signify/52c8418cb469432891d4b03d009ab213 | ADAM-53e6429960004884a49fb00d0108e426 | https://www.assets.signify.com/is/content/Signify/3f82ab81508f4341a22eb00d0108f317 |  |  | L65 |  |  | 500 lumen | White |  | 80 | 3000 K | 6 W | 83 lm/W | 50 or 60 Hz | 830 warm white | 500 lumen |  | 6 W | 0.9 | [5 empty] | https://www.lighting.philips.com/link/929002669732_EU/prd/aa/en
FP-929002669832 | RS060B G2 LDNR LED5-36/840 PSR II WH | 929002669832 | 2020-10-28 00:00:00 |  |  | IP20 ¦ Finger-protected |  |  |  | 4000 K |  |  |  |  | Yes | [8 empty] | -20 to +40 °C | [8 empty] | Cable 0.2 m with cable connector | Yes | AC power connector C13 | No |  | 0.6 % | Yes | Power supply unit regulating |  |  |  |  | Steel |  | For mounting on normally flammable surfaces |  | Temperature 650 °C, duration 30 s | Metal–Plastic | IP20 ¦ Finger-protected | (IEC4000K, 0.38, 0.38) <lt/>5SDCM |  | 220 to 240 V | 1 A |  |  |  | No | 36° | +/-10% |  | 10% (depends on dimmer, ELV) | IK03 ¦ 0.3 J |  |  |  |  | 1 unit |  | 100 | Polycarbonate | Beam angle 36° |  | Clear | Polycarbonate |  |  | 75 mm | 55 mm | [6 empty] | +/-10% | Safety class II | Polycarbonate aluminum coated |  | Not applicable |  | 21 |  |  | 3 years |  | ADAM-20160901094802214 | https://www.assets.signify.com/is/image/Signify/4b16e02d03bd413695b4a67400802799 | ADAM-93cd8626b94c4f7793b4ad5c017bdf3e | https://www.assets.signify.com/is/content/Signify/fp929002669832-pss-global |  |  | ADAM-e14801d36b8344609c17ae40009c5eec | https://www.assets.signify.com/is/image/Signify/00463810c7ca44c58a1eae40009c62b9 | ADAM-44da29c1c16544d4920dadaa007c3626 | https://www.assets.signify.com/is/content/Signify/bb500612b73f41c0a18dadaa007c3778 |  |  |  |  | ADAM-2a676691507d42b7b78ead5600ab35b4 | https://www.docs.signify.com/assets/ies/downlight_rs060b_g2_ldnr_840_psr_wh-ies.ies | [10 empty] | ADAM-0b4f280a73f542838e92ad5c0179a783 | https://www.assets.signify.com/is/content/Signify/fp929002669832-gis-global |  |  |  |  | ADAM-de61bb98ed57434cac89b03d009aae43 | https://www.assets.signify.com/is/content/Signify/52c8418cb469432891d4b03d009ab213 | ADAM-53e6429960004884a49fb00d0108e426 | https://www.assets.signify.com/is/content/Signify/3f82ab81508f4341a22eb00d0108f317 |  |  | L65 |  |  | 500 lumen | White |  | 80 | 4000 K | 6 W | 91 lm/W | 50 or 60 Hz | 840 neutral white | 500 lumen |  | 6 W | 0.9 | [5 empty] | https://www.lighting.philips.com/link/929002669832_EU/prd/aa/en
FP-929002670032 | RS061B G2 LDNR LED5-36/830 PSR II WH | 929002670032 | 2020-10-28 00:00:00 |  |  | IP20 ¦ Finger-protected |  |  |  | 3000 K |  |  |  |  | Yes | [8 empty] | -20 to +40 °C | [8 empty] | Cable 0.2 m with cable connector | Yes | AC power connector C13 | No |  | 0.6 % | Yes | Power supply unit regulating |  |  |  |  | Steel |  | For mounting on normally flammable surfaces |  | Temperature 650 °C, duration 30 s | Metal–Plastic | IP20 ¦ Finger-protected | (IEC3000K, 0.44, 0.403) <lt/>5SDCM |  | 220 to 240 V | 1 A |  |  |  | No | 36° | +/-10% |  | 10% (depends on dimmer, ELV) | IK03 ¦ 0.3 J |  |  |  |  | 1 unit |  | 100 | Polycarbonate | Beam angle 36° |  | Clear | Polycarbonate |  |  | 80 mm | 55 mm | [6 empty] | +/-10% | Safety class II | Polycarbonate aluminum coated |  | Not applicable |  | 21 |  |  | 3 years |  | ADAM-e06be5d6d0ba4f7ab95aadb100c498cc | https://www.assets.signify.com/is/image/Signify/97a951b5ce87452bbd2cadb100c49b9e | ADAM-7b408f65e0654905bd06ad5c017c60df | https://www.assets.signify.com/is/content/Signify/fp929002670032-pss-global |  |  | ADAM-d682d59b17eb4a75b56cae40009c6a1e | https://www.assets.signify.com/is/image/Signify/b793b2bc5bab4567ad7dae40009c6e9f | ADAM-44da29c1c16544d4920dadaa007c3626 | https://www.assets.signify.com/is/content/Signify/bb500612b73f41c0a18dadaa007c3778 |  |  |  |  | ADAM-a64afe3b68bb48fbae5ead5600ab3893 | https://www.docs.signify.com/assets/ies/downlight_rs061b_g2_ldnr_830_psr_wh-ies.ies | [10 empty] | ADAM-fe65d1c07c3d47a49114ad5c0179c207 | https://www.assets.signify.com/is/content/Signify/fp929002670032-gis-global |  |  |  |  | ADAM-de61bb98ed57434cac89b03d009aae43 | https://www.assets.signify.com/is/content/Signify/52c8418cb469432891d4b03d009ab213 | ADAM-53e6429960004884a49fb00d0108e426 | https://www.assets.signify.com/is/content/Signify/3f82ab81508f4341a22eb00d0108f317 |  |  | L65 |  |  | 500 lumen | White |  | 80 | 3000 K | 6 W | 83 lm/W | 50 or 60 Hz | 830 warm white | 500 lumen |  | 6 W | 0.9 | [5 empty] | https://www.lighting.philips.com/link/929002670032_EU/prd/aa/en
FP-929002670132 | RS061B G2 LDNR LED5-36/840 PSR II WH | 929002670132 | 2020-10-28 00:00:00 |  |  | IP20 ¦ Finger-protected |  |  |  | 4000 K |  |  |  |  | Yes | [8 empty] | -20 to +40 °C | [8 empty] | Cable 0.2 m with cable connector | Yes | AC power connector C13 | No |  | 0.6 % | Yes | Power supply unit regulating |  |  |  |  | Steel |  | For mounting on normally flammable surfaces |  | Temperature 650 °C, duration 30 s | Metal–Plastic | IP20 ¦ Finger-protected | (IEC4000K, 0.38, 0.38) <lt/>5SDCM |  | 220 to 240 V | 1 A |  |  |  | No | 36° | +/-10% |  | 10% (depends on dimmer, ELV) | IK03 ¦ 0.3 J |  |  |  |  | 1 unit |  | 100 | Polycarbonate | Beam angle 36° |  | Clear | Polycarbonate |  |  | 80 mm | 55 mm | [6 empty] | +/-10% | Safety class II | Polycarbonate aluminum coated |  | Not applicable |  | 21 |  |  | 3 years |  | ADAM-e06be5d6d0ba4f7ab95aadb100c498cc | https://www.assets.signify.com/is/image/Signify/97a951b5ce87452bbd2cadb100c49b9e | ADAM-641af27aa8124a0f8c42ad5c017c22fa | https://www.assets.signify.com/is/content/Signify/fp929002670132-pss-global |  |  | ADAM-d682d59b17eb4a75b56cae40009c6a1e | https://www.assets.signify.com/is/image/Signify/b793b2bc5bab4567ad7dae40009c6e9f | ADAM-44da29c1c16544d4920dadaa007c3626 | https://www.assets.signify.com/is/content/Signify/bb500612b73f41c0a18dadaa007c3778 |  |  |  |  | ADAM-6ed6265577be4e94ab26ad5600ab3949 | https://www.docs.signify.com/assets/ies/downlight_rs061b_g2_ldnr_840_psr_wh-ies.ies | [10 empty] | ADAM-68f8f99773aa4cf3a25aad5c0179715b | https://www.assets.signify.com/is/content/Signify/fp929002670132-gis-global |  |  |  |  | ADAM-de61bb98ed57434cac89b03d009aae43 | https://www.assets.signify.com/is/content/Signify/52c8418cb469432891d4b03d009ab213 | ADAM-53e6429960004884a49fb00d0108e426 | https://www.assets.signify.com/is/content/Signify/3f82ab81508f4341a22eb00d0108f317 |  |  | L65 |  |  | 500 lumen | White |  | 80 | 4000 K | 6 W | 91 lm/W | 50 or 60 Hz | 840 neutral white | 500 lumen |  | 6 W | 0.9 | [5 empty] | https://www.lighting.philips.com/link/929002670132_EU/prd/aa/en
FP-929002965002 | CorePro LEDspot 7-50W 830 AR111 40D | 929002965002 | 2020-08-27 00:00:00 |  |  |  | 40 degree(s) | AR111 | G53 ¦ G53 | 3000 K | White (WH) | 670 mA | <lt/>6 | 110.7 mm | No | 7 kWh | 70 % | 550 lumen | 1100 cd | 55 mm | 0.5 s | Yes | [11 empty] | Yes | [63 empty] | ADAM-65a9fddd09774cce9b78ad5e00d8fb85 | https://www.assets.signify.com/is/image/Signify/5966a360e58e48188678ad5e00d8ff98 | ADAM-a2605607b76a4985af82ad5f00fb010e | https://www.assets.signify.com/is/content/Signify/fp929002965002-pss-global | ADAM-384d6b6781a54f92a767ad5e00d8e26c | https://www.assets.signify.com/is/image/Signify/18711437296c4e5d90bbad5e00d8e321 | [8 empty] | ADAM-d514de0447fa47048b5ead5e00d8e3d3 | https://www.docs.signify.com/assets/ies/ledspots_corepro_7w_ar111_g53_830_40d-ies.ies | [8 empty] | ADAM-2d664e23a25b4095bd05adab0185cf36 | https://www.assets.signify.com/is/content/Signify/4481cf342b2c489782eeadab0185d3f4 | ADAM-fd196aba63c94280b6ecad5f00fadecb | https://www.assets.signify.com/is/content/Signify/fp929002965002-gis-global | [12 empty] | F | 550 lumen |  | 830 ¦ CCT of 3000K | 80 | 3000 K | 7 W | 78.00 lm/W | - Hz |  | 550 lumen | 15000 hour(s) | 7 W | 0.7 |  | 50000 |  | 1 s | 50 W | https://www.lighting.philips.com/link/929002965002_EU/prd/aa/en
FP-929002965102 | CorePro LEDspot 10-75W 830 AR111 40D | 929002965102 | 2020-08-27 00:00:00 |  |  |  | 40 degree(s) | AR111 | G53 ¦ G53 | 3000 K | White (WH) | 920 mA | <lt/>6 | 110.7 mm | No | 10 kWh | 70 % | 800 lumen | 1700 cd | 55 mm | 0.5 s | Yes | [11 empty] | Yes | [63 empty] | ADAM-65a9fddd09774cce9b78ad5e00d8fb85 | https://www.assets.signify.com/is/image/Signify/5966a360e58e48188678ad5e00d8ff98 | ADAM-dcc7035d345f4082acc2ad5f00faf456 | https://www.assets.signify.com/is/content/Signify/fp929002965102-pss-global | ADAM-384d6b6781a54f92a767ad5e00d8e26c | https://www.assets.signify.com/is/image/Signify/18711437296c4e5d90bbad5e00d8e321 | [8 empty] | ADAM-86a19d8756674659b2ffad5e00d8e728 | https://www.docs.signify.com/assets/ies/ledspots_corepro_10w_ar111_g53_830_40d-ies.ies | [8 empty] | ADAM-4803d081ce1a478fa467adab01843b42 | https://www.assets.signify.com/is/content/Signify/e419474a26ca42abbe9cadab01843d24 | ADAM-7fdac98194194fe09babad5f00fae064 | https://www.assets.signify.com/is/content/Signify/fp929002965102-gis-global | [12 empty] | F | 800 lumen |  | 830 ¦ CCT of 3000K | 80 | 3000 K | 10 W | 80.00 lm/W | - Hz |  | 800 lumen | 15000 hour(s) | 10 W | 0.7 |  | 50000 |  | 1 s | 75 W | https://www.lighting.philips.com/link/929002965102_EU/prd/aa/en
FP-929002965202 | CorePro LEDspot 14-100W 830 AR111 40D | 929002965202 | 2020-08-27 00:00:00 |  |  |  | 40 degree(s) | AR111 | G53 ¦ G53 | 3000 K | White (WH) | 1330 mA | <lt/>6 | 110.7 mm | No | 14 kWh | 70 % | 1160 lumen | 2200 cd | 55 mm | 0.5 s | Yes | [11 empty] | Yes | [63 empty] | ADAM-65a9fddd09774cce9b78ad5e00d8fb85 | https://www.assets.signify.com/is/image/Signify/5966a360e58e48188678ad5e00d8ff98 | ADAM-489708990b7a41328a72ad5f00fafc2b | https://www.assets.signify.com/is/content/Signify/fp929002965202-pss-global | ADAM-384d6b6781a54f92a767ad5e00d8e26c | https://www.assets.signify.com/is/image/Signify/18711437296c4e5d90bbad5e00d8e321 | [8 empty] | ADAM-f1c3b5beacf74c099ee9ad5e00d8e9f9 | https://www.docs.signify.com/assets/ies/ledspots_corepro_14w_ar111_g53_830_40d-ies.ies | [8 empty] | ADAM-76b191e3a38a4eb6a4fcadab0184fcb9 | https://www.assets.signify.com/is/content/Signify/e20944a0e8014122983eadab018501a4 | ADAM-4d9ee4de0e574798b6e2ad5f00fadd39 | https://www.assets.signify.com/is/content/Signify/fp929002965202-gis-global | [12 empty] | F | 1160 lumen |  | 830 ¦ CCT of 3000K | 80 | 3000 K | 14 W | 82.00 lm/W | - Hz |  | 1160 lumen | 15000 hour(s) | 14 W | 0.7 |  | 50000 |  | 1 s | 100 W | https://www.lighting.philips.com/link/929002965202_EU/prd/aa/en
FP-929002966802 | CorePro candle ND 2.8-25W E14 827 B35 FR | 929002966802 | 2020-09-14 00:00:00 |  |  |  |  | B35 ¦ B 35mm | E14 ¦ E14 | 2700 K | Warm White (WW) | 28 mA | <lt/>6 | 35 mm | No | 3 kWh | 70 % |  |  | 106 mm | 0.5 s | [12 empty] | Yes | [63 empty] | ADAM-44f32f91568a44938c52ad6d010cd3b5 | https://www.assets.signify.com/is/image/Signify/3acdc45b5576468eadbbad6d010cd534 | ADAM-65e41791d19d48e69868ad780063bfd8 | https://www.assets.signify.com/is/content/Signify/fp929002966802-pss-global | ADAM-746e72d3710a4ef0b243acda009c99e7 | https://www.assets.signify.com/is/image/Signify/eb9634dd97064b318c27acda009ca549 | [8 empty] | ADAM-53308924b8aa4152ba87ad4700dd7371 | https://www.docs.signify.com/assets/ies/ledcandle_corepro_2%2c8w_b35_e14_827_fr-ies.ies | [8 empty] | ADAM-111e5af8f93e4e9c8102adac00025331 | https://www.assets.signify.com/is/content/Signify/4c1c26c0c6bb4884bcbdadac000254c2 | ADAM-4b416ff23aa14953a389ad7f00e9439d | https://www.assets.signify.com/is/content/Signify/fp929002966802-gis-global | [12 empty] | F | 250 lumen |  | 827 ¦ CCT of 2700K | 80 | 2700 K | 2.8 W | 89.00 lm/W | 50 to 60 Hz |  | 250 lumen | 15000 hour(s) | 2.8 W | 0.41 |  | 50000 |  | 0.5 s | 25 W | https://www.lighting.philips.com/link/929002966802_EU/prd/aa/en
FP-929002966831 | PILA LED 25W B35 E14 WW FR ND 1CT/10 | 929002966831 | 2020-11-02 00:00:00 |  |  |  | 240 degree(s) | B35 ¦ B 35mm | E14 ¦ E14 | 2700 K | Warm White (WW) | 27 mA | <lt/>6 | 35 mm | No | 3 kWh | 70 % |  |  | 106 mm | 0.4 s | [76 empty] | ADAM-44f32f91568a44938c52ad6d010cd3b5 | https://www.assets.signify.com/is/image/Signify/3acdc45b5576468eadbbad6d010cd534 | ADAM-a8c8e9b263224ad48c25ad730094c543 | https://www.assets.signify.com/is/content/Signify/fp929002966831-pss-global | ADAM-746e72d3710a4ef0b243acda009c99e7 | https://www.assets.signify.com/is/image/Signify/eb9634dd97064b318c27acda009ca549 | [8 empty] | ADAM-53308924b8aa4152ba87ad4700dd7371 | https://www.docs.signify.com/assets/ies/ledcandle_corepro_2%2c8w_b35_e14_827_fr-ies.ies | [8 empty] | ADAM-dbff7b720f1f40bf9e1aadad001c44dc | https://www.assets.signify.com/is/content/Signify/f5ddbbd6a4a04e0fba21adad001c45c2 | ADAM-9ea8697ae81b47f08d88ad7300901f42 | https://www.assets.signify.com/is/content/Signify/fp929002966831-gis-global | [12 empty] | G | 250 lumen |  | 827 ¦ CCT of 2700K | 80 | 2700 K | 3 W | 83.00 lm/W | 50 to 60 Hz |  | 250 lumen | 15000 hour(s) | 3 W | 0.47 |  | 30000 |  | 0.4 s | 25 W | https://www.lighting.philips.com/link/929002966831_EU/prd/aa/en
FP-929002966902 | CorePro lustre ND 2.8-25W E27 827 P45 FR | 929002966902 | 2020-09-14 00:00:00 |  |  |  |  | P45 ¦ P 45mm | E27 ¦ E27 | 2700 K | Warm White (WW) | 28 mA | <lt/>6 | 45 mm | No | 3 kWh | 70 % |  |  | 87 mm | 0.5 s | [12 empty] | Yes | [63 empty] | ADAM-409677107f814031b6cbac7f00964ba8 | https://www.assets.signify.com/is/image/PhilipsLighting/a44392b5247449a897d3ac7f00964d41 | ADAM-d4eadc4a2cd040289c61ad780063ba9f | https://www.assets.signify.com/is/content/Signify/fp929002966902-pss-global | ADAM-5c9dc93acad74af8897aad4700dd35e7 | https://www.assets.signify.com/is/image/Signify/9c2948e33bdf4f74bd76ad4700dd3687 | [8 empty] | ADAM-6594029aee354a679d60ad4700dd819e | https://www.docs.signify.com/assets/ies/ledlustre_corepro_2%2c8w_p45_e27_827_fr-ies.ies | [8 empty] | ADAM-b317749ba5f74d20a241adac000315a8 | https://www.assets.signify.com/is/content/Signify/562f1a49ed894575af05adac000318fa | ADAM-742691f7ab864318a42bad7f00e35e2a | https://www.assets.signify.com/is/content/Signify/fp929002966902-gis-global | [12 empty] | F | 250 lumen |  | 827 ¦ CCT of 2700K | 80 | 2700 K | 2.8 W | 89.00 lm/W | 50 to 60 Hz |  | 250 lumen | 15000 hour(s) | 2.8 W | 0.41 |  | 50000 |  | 0.5 s | 25 W | https://www.lighting.philips.com/link/929002966902_EU/prd/aa/en
FP-929002967102 | CorePro lustre ND 2.8-25W E14 827 P45 FR | 929002967102 | 2020-09-14 00:00:00 |  |  |  |  | P45 ¦ P 45mm | E14 ¦ E14 | 2700 K | Warm White (WW) | 28 mA | <lt/>6 | 45 mm | No | 3 kWh | 70 % |  |  | 88 mm | 0.5 s | [12 empty] | Yes | [63 empty] | ADAM-45da1b8c6efa4d839d75ac7f00963645 | https://www.assets.signify.com/is/image/PhilipsLighting/47d3672c6d9f42198e21ac7f0096395b | ADAM-be3588b3284b4a4a8bd4ad78006814c6 | https://www.assets.signify.com/is/content/Signify/fp929002967102-pss-global | ADAM-917d392351ee44e8a332ad4700dd317b | https://www.assets.signify.com/is/image/Signify/378cdde0ccab45d5a28aad4700dd3470 | [8 empty] | ADAM-7a656dde96b747e7ba50ad4700dd894f | https://www.docs.signify.com/assets/ies/ledlustre_corepro_2%2c8w_p45_e14_827_fr-ies.ies | [8 empty] | ADAM-69965a6bc44a4195b575adac0003cdf8 | https://www.assets.signify.com/is/content/Signify/204b9be7784346f2854dadac0003d06c | ADAM-bd096f208ccf40949cbaad7f00e8cfe7 | https://www.assets.signify.com/is/content/Signify/fp929002967102-gis-global | [12 empty] | F | 250 lumen |  | 827 ¦ CCT of 2700K | 80 | 2700 K | 2.8 W | 89.00 lm/W | 50 to 60 Hz |  | 250 lumen | 15000 hour(s) | 2.8 W | 0.41 |  | 50000 |  | 0.5 s | 25 W | https://www.lighting.philips.com/link/929002967102_EU/prd/aa/en
FP-929002967402 | CorePro candle ND 2.8-25W E14 840 B35 FR | 929002967402 | 2020-09-14 00:00:00 |  |  |  |  | B35 ¦ B 35mm | E14 ¦ E14 | 4000 K | Cool White (CW) | 28 mA | <lt/>6 | 35 mm | No | 3 kWh | 70 % |  |  | 106 mm | 0.5 s | [12 empty] | Yes | [63 empty] | ADAM-734a9ea5f1ca4ac5aec4ad6e006ed235 | https://www.assets.signify.com/is/image/Signify/b623c4a8fb6948bbacb6ad6e006ed3e6 | ADAM-ed3f7e92fc914a159bb9ad780067fff0 | https://www.assets.signify.com/is/content/Signify/fp929002967402-pss-global | ADAM-746e72d3710a4ef0b243acda009c99e7 | https://www.assets.signify.com/is/image/Signify/eb9634dd97064b318c27acda009ca549 | [8 empty] | ADAM-d3a39805f25149cbac13ad4700dd8c56 | https://www.docs.signify.com/assets/ies/ledcandle_corepro_2%2c8w_b35_e14_840_fr-ies.ies | [8 empty] | ADAM-802ba3f0b2c643ec8f4dadac0004956c | https://www.assets.signify.com/is/content/Signify/76ee7f1067e64acd94ecadac00049694 | ADAM-5f1dfdc8450e4f6e8f93ad7f00e62e0e | https://www.assets.signify.com/is/content/Signify/fp929002967402-gis-global | [12 empty] | F | 250 lumen |  | 840 ¦ CCT of 4000K | 80 | 4000 K | 2.8 W | 89.00 lm/W | 50 to 60 Hz |  | 250 lumen | 15000 hour(s) | 2.8 W | 0.41 |  | 50000 |  | 0.5 s | 25 W | https://www.lighting.philips.com/link/929002967402_EU/prd/aa/en
FP-929002967702 | CorePro lustre ND 2.8-25W E14 840 P45 FR | 929002967702 | 2020-09-14 00:00:00 |  |  |  |  | P45 ¦ P 45mm | E14 ¦ E14 | 4000 K | Cool White (CW) | 28 mA | <lt/>6 | 45 mm | No | 3 kWh | 70 % |  |  | 88 mm | 0.5 s | [12 empty] | Yes | [63 empty] | ADAM-45da1b8c6efa4d839d75ac7f00963645 | https://www.assets.signify.com/is/image/PhilipsLighting/47d3672c6d9f42198e21ac7f0096395b | ADAM-17d94fe8f0e34ef5b283ad7800661a60 | https://www.assets.signify.com/is/content/Signify/fp929002967702-pss-global | ADAM-917d392351ee44e8a332ad4700dd317b | https://www.assets.signify.com/is/image/Signify/378cdde0ccab45d5a28aad4700dd3470 | [8 empty] | ADAM-a27e9b3a71f8411c9ef7ad4700dd76bc | https://www.docs.signify.com/assets/ies/ledlustre_corepro_2%2c8w_p45_e14_840_fr-ies.ies | [8 empty] | ADAM-8c519cf34b3846b0b048adac00053781 | https://www.assets.signify.com/is/content/Signify/9a7587d3ed7549378d9badac0005392c | ADAM-8e412e2dc98b470fb78dad7f00e5180f | https://www.assets.signify.com/is/content/Signify/fp929002967702-gis-global | [12 empty] | F | 250 lumen |  | 840 ¦ CCT of 4000K | 80 | 4000 K | 2.8 W | 89.00 lm/W | 50 to 60 Hz |  | 250 lumen | 15000 hour(s) | 2.8 W | 0.41 |  | 50000 |  | 0.5 s | 25 W | https://www.lighting.philips.com/link/929002967702_EU/prd/aa/en
FP-929002968402 | CorePro candle ND 5-40W E14 827 B35 FR | 929002968402 | 2020-09-14 00:00:00 |  |  |  |  | B35 ¦ B 35mm | E14 ¦ E14 | 2700 K | Warm White (WW) | 44 mA | <lt/>6 | 35 mm | No | 5 kWh | 70 % |  |  | 106 mm | 0.5 s | [12 empty] | Yes | [63 empty] | ADAM-44f32f91568a44938c52ad6d010cd3b5 | https://www.assets.signify.com/is/image/Signify/3acdc45b5576468eadbbad6d010cd534 | ADAM-393fbbf9764e483ba125ad78006868b6 | https://www.assets.signify.com/is/content/Signify/fp929002968402-pss-global | ADAM-746e72d3710a4ef0b243acda009c99e7 | https://www.assets.signify.com/is/image/Signify/eb9634dd97064b318c27acda009ca549 | [8 empty] | ADAM-93393beefd5a46188c96ad4700dd79ed | https://www.docs.signify.com/assets/ies/ledcandle_corepro_5w_b35_e14_827_fr-ies.ies | [8 empty] | ADAM-38876ecf33e042e3b22cadac0005c1ab | https://www.assets.signify.com/is/content/Signify/f7e4fb83b0cb4e879b7eadac0005c3aa | ADAM-936343ae6ded4c2283b5ad7f00e947b6 | https://www.assets.signify.com/is/content/Signify/fp929002968402-gis-global | [12 empty] | F | 470 lumen |  | 827 ¦ CCT of 2700K | 80 | 2700 K | 5 W | 94.00 lm/W | 50 to 60 Hz |  | 470 lumen | 15000 hour(s) | 5 W | 0.51 |  | 50000 |  | 0.5 s | 40 W | https://www.lighting.philips.com/link/929002968402_EU/prd/aa/en
FP-929002968431 | PILA LED 40W B35 E14 WW FR ND 1CT/10 | 929002968431 | 2020-11-02 00:00:00 |  |  |  | 240 degree(s) | B35 ¦ B 35mm | E14 ¦ E14 | 2700 K | Warm White (WW) | 45 mA | <lt/>6 | 35 mm | No | 6 kWh | 70 % |  |  | 106 mm | 0.4 s | [76 empty] | ADAM-44f32f91568a44938c52ad6d010cd3b5 | https://www.assets.signify.com/is/image/Signify/3acdc45b5576468eadbbad6d010cd534 | ADAM-edc09ddb796242b5ad8ead73009319da | https://www.assets.signify.com/is/content/Signify/fp929002968431-pss-global | ADAM-746e72d3710a4ef0b243acda009c99e7 | https://www.assets.signify.com/is/image/Signify/eb9634dd97064b318c27acda009ca549 | [8 empty] | ADAM-93393beefd5a46188c96ad4700dd79ed | https://www.docs.signify.com/assets/ies/ledcandle_corepro_5w_b35_e14_827_fr-ies.ies | [8 empty] | ADAM-3bad84165a1f415fb1deadad000cdd83 | https://www.assets.signify.com/is/content/Signify/64a89579d2d24b7baeb6adad000cde94 | ADAM-e949b3ce0bc84d5faa15ad7300901a6a | https://www.assets.signify.com/is/content/Signify/fp929002968431-gis-global | [12 empty] | F | 470 lumen |  | 827 ¦ CCT of 2700K | 80 | 2700 K | 5.5 W | 85.00 lm/W | 50 to 60 Hz |  | 470 lumen | 15000 hour(s) | 5.5 W | 0.53 |  | 30000 |  | 0.4 s | 40 W | https://www.lighting.philips.com/link/929002968431_EU/prd/aa/en
FP-929002968802 | CorePro candle ND 5-40W E14 840 B35 FR | 929002968802 | 2020-09-14 00:00:00 |  |  |  |  | B35 ¦ B 35mm | E14 ¦ E14 | 4000 K | Cool White (CW) | 44 mA | <lt/>6 | 35 mm | No | 5 kWh | 70 % |  |  | 106 mm | 0.5 s | [12 empty] | Yes | [63 empty] | ADAM-734a9ea5f1ca4ac5aec4ad6e006ed235 | https://www.assets.signify.com/is/image/Signify/b623c4a8fb6948bbacb6ad6e006ed3e6 | ADAM-5cbbf7cc393b40bb8a63ad7f00f0cd12 | https://www.assets.signify.com/is/content/Signify/fp929002968802-pss-global | ADAM-746e72d3710a4ef0b243acda009c99e7 | https://www.assets.signify.com/is/image/Signify/eb9634dd97064b318c27acda009ca549 | [8 empty] | ADAM-8232f987a73d4179a91fad4700dd8f46 | https://www.docs.signify.com/assets/ies/ledcandle_corepro_5w_b35_e14_840_fr-ies.ies | [8 empty] | ADAM-78f4cdab5ad449a58ef1adac00064230 | https://www.assets.signify.com/is/content/Signify/92ce554d19b444d7a4c6adac000643f8 | ADAM-85a0a62325a54ee484b5ad7f00e64668 | https://www.assets.signify.com/is/content/Signify/fp929002968802-gis-global | [12 empty] | F | 470 lumen |  | 840 ¦ CCT of 4000K | 80 | 4000 K | 5 W | 94.00 lm/W | 50 to 60 Hz |  | 470 lumen | 15000 hour(s) | 5 W | 0.51 |  | 50000 |  | 0.5 s | 40 W | https://www.lighting.philips.com/link/929002968802_EU/prd/aa/en
FP-929002969202 | CorePro candle ND 5-40W E14 865 B35 FR | 929002969202 | 2020-09-14 00:00:00 |  |  |  |  | B35 ¦ B 35mm | E14 ¦ E14 | 6500 K | Cool Daylight | 44 mA | <lt/>6 | 35 mm | No | 5 kWh | 70 % |  |  | 106 mm | 0.5 s | [12 empty] | Yes | [63 empty] | ADAM-734a9ea5f1ca4ac5aec4ad6e006ed235 | https://www.assets.signify.com/is/image/Signify/b623c4a8fb6948bbacb6ad6e006ed3e6 | ADAM-a5c4d588b7cc433c907bad780063247c | https://www.assets.signify.com/is/content/Signify/fp929002969202-pss-global | ADAM-746e72d3710a4ef0b243acda009c99e7 | https://www.assets.signify.com/is/image/Signify/eb9634dd97064b318c27acda009ca549 | [8 empty] | ADAM-5097f756259b4ea2ac67ad4700dda15a | https://www.docs.signify.com/assets/ies/ledcandle_corepro_5w_b35_e14_865_fr-ies.ies | [8 empty] | ADAM-521ca2aaab6645ee93f4adac0006d600 | https://www.assets.signify.com/is/content/Signify/b41d50a90f9a4af6a922adac0006d7d5 | ADAM-3dc803f63b244ea2bea9ad7f00e2729d | https://www.assets.signify.com/is/content/Signify/fp929002969202-gis-global | [12 empty] | F | 470 lumen |  | 865 ¦ CCT of 6500K | 80 | 6500 K | 5 W | 94.00 lm/W | 50 to 60 Hz |  | 470 lumen | 15000 hour(s) | 5 W | 0.51 |  | 50000 |  | 0.5 s | 40 W | https://www.lighting.philips.com/link/929002969202_EU/prd/aa/en
FP-929002969402 | Corepro Lustre ND 5-40W E27 827 P45 FR | 929002969402 | 2020-09-14 00:00:00 |  |  |  |  | P45 ¦ P 45mm | E27 ¦ E27 | 2700 K | Warm White (WW) | 44 mA | <lt/>6 | 45 mm | No | 5 kWh | 70 % |  |  | 87 mm | 0.5 s | [12 empty] | Yes | [63 empty] | ADAM-b89043144b1547e4b1b8ad20006feb6d | https://www.assets.signify.com/is/image/Signify/4186f297e6464a8ab74dad20006fec1c | ADAM-187aab70a4c6432da70cad780062925f | https://www.assets.signify.com/is/content/Signify/fp929002969402-pss-global | ADAM-5c9dc93acad74af8897aad4700dd35e7 | https://www.assets.signify.com/is/image/Signify/9c2948e33bdf4f74bd76ad4700dd3687 | [8 empty] | ADAM-045960d636a547dcbb64ad4700dd7d2d | https://www.docs.signify.com/assets/ies/ledlustre_corepro_5w_p45_e27_827_fr-ies.ies | [8 empty] | ADAM-88b475bdf19a403f8bbaadac000747cc | https://www.assets.signify.com/is/content/Signify/48c995b2dfa34c1cb830adac0007492c | ADAM-237282dc149b4c70a6fdad7f00e3c0ba | https://www.assets.signify.com/is/content/Signify/fp929002969402-gis-global | [12 empty] | F | 470 lumen |  | 827 ¦ CCT of 2700K | 80 | 2700 K | 5 W | 94.00 lm/W | 50 to 60 Hz |  | 470 lumen | 15000 hour(s) | 5 W | 0.51 |  | 50000 |  | 0.5 s | 40 W | https://www.lighting.philips.com/link/929002969402_EU/prd/aa/en
FP-929002969602 | CorePro lustre ND 5-40W E14 827 P45 FR | 929002969602 | 2020-09-14 00:00:00 |  |  |  |  | P45 ¦ P 45mm | E14 ¦ E14 | 2700 K | Warm White (WW) | 44 mA | <lt/>6 | 45 mm | No | 5 kWh | 70 % |  |  | 88 mm | 0.5 s | [12 empty] | Yes | [63 empty] | ADAM-45da1b8c6efa4d839d75ac7f00963645 | https://www.assets.signify.com/is/image/PhilipsLighting/47d3672c6d9f42198e21ac7f0096395b | ADAM-08346b2ced8c4c4a8298ad78006832f2 | https://www.assets.signify.com/is/content/Signify/fp929002969602-pss-global | ADAM-917d392351ee44e8a332ad4700dd317b | https://www.assets.signify.com/is/image/Signify/378cdde0ccab45d5a28aad4700dd3470 | [8 empty] | ADAM-1d4015728e694712a6d8ad4700dd7e9b | https://www.docs.signify.com/assets/ies/ledlustre_corepro_5w_p45_e14_827_fr-ies.ies | [8 empty] | ADAM-48fae28f850e46608766adac0007b810 | https://www.assets.signify.com/is/content/Signify/7365a763f706482a8dd8adac0007b909 | ADAM-b377f22361f24f968c59ad7f00e83142 | https://www.assets.signify.com/is/content/Signify/fp929002969602-gis-global | [12 empty] | F | 470 lumen |  | 827 ¦ CCT of 2700K | 80 | 2700 K | 5 W | 94.00 lm/W | 50 to 60 Hz |  | 470 lumen | 15000 hour(s) | 5 W | 0.51 |  | 50000 |  | 0.5 s | 40 W | https://www.lighting.philips.com/link/929002969602_EU/prd/aa/en
FP-929002970002 | CorePro lustre ND 5-40W E14 840 P45 FR | 929002970002 | 2020-09-14 00:00:00 |  |  |  |  | P45 ¦ P 45mm | E14 ¦ E14 | 4000 K | Cool White (CW) | 44 mA | <lt/>6 | 45 mm | No | 5 kWh | 70 % |  |  | 88 mm | 0.5 s | [12 empty] | Yes | [63 empty] | ADAM-45da1b8c6efa4d839d75ac7f00963645 | https://www.assets.signify.com/is/image/PhilipsLighting/47d3672c6d9f42198e21ac7f0096395b | ADAM-6106c278789a4d65a722ad7800639724 | https://www.assets.signify.com/is/content/Signify/fp929002970002-pss-global | ADAM-917d392351ee44e8a332ad4700dd317b | https://www.assets.signify.com/is/image/Signify/378cdde0ccab45d5a28aad4700dd3470 | [8 empty] | ADAM-0cfd3a0b4af94fe788fbad4700dd84be | https://www.docs.signify.com/assets/ies/ledlustre_corepro_5w_p45_e14_840_fr-ies.ies | [8 empty] | ADAM-87a80b802ac841c5ad5fadac00084698 | https://www.assets.signify.com/is/content/Signify/140f5b257fac4672aaa1adac000847f3 | ADAM-6aecc29b27494ec68ce4ad7f00e90424 | https://www.assets.signify.com/is/content/Signify/fp929002970002-gis-global | [12 empty] | F | 470 lumen |  | 840 ¦ CCT of 4000K | 80 | 4000 K | 5 W | 94.00 lm/W | 50 to 60 Hz |  | 470 lumen | 15000 hour(s) | 5 W | 0.51 |  | 50000 |  | 0.5 s | 40 W | https://www.lighting.philips.com/link/929002970002_EU/prd/aa/en
FP-929002970402 | CorePro lustre ND 5-40W E14 865 P45 FR | 929002970402 | 2020-09-14 00:00:00 |  |  |  |  | P45 ¦ P 45mm | E14 ¦ E14 | 6500 K | Cool Daylight | 44 mA | <lt/>6 | 45 mm | No | 5 kWh | 70 % |  |  | 88 mm | 0.5 s | [12 empty] | Yes | [63 empty] | ADAM-45da1b8c6efa4d839d75ac7f00963645 | https://www.assets.signify.com/is/image/PhilipsLighting/47d3672c6d9f42198e21ac7f0096395b | ADAM-93b8a9f624f14208ac93ad780064253c | https://www.assets.signify.com/is/content/Signify/fp929002970402-pss-global | ADAM-917d392351ee44e8a332ad4700dd317b | https://www.assets.signify.com/is/image/Signify/378cdde0ccab45d5a28aad4700dd3470 | [8 empty] | ADAM-975375a716824c20b707ad4700dd875e | https://www.docs.signify.com/assets/ies/ledlustre_corepro_5w_p45_e14_865_fr-ies.ies | [8 empty] | ADAM-0c156985972c45a09548adac0008d4d8 | https://www.assets.signify.com/is/content/Signify/a67a3006848a43c9b0b4adac0008d73b | ADAM-c528f854e2564484b3c7ad7f00e7a1a2 | https://www.assets.signify.com/is/content/Signify/fp929002970402-gis-global | [12 empty] | F | 470 lumen |  | 865 ¦ CCT of 6500K | 80 | 6500 K | 5 W | 94.00 lm/W | 50 to 60 Hz |  | 470 lumen | 15000 hour(s) | 5 W | 0.51 |  | 50000 |  | 0.5 s | 40 W | https://www.lighting.philips.com/link/929002970402_EU/prd/aa/en
FP-929002972502 | CorePro candle ND 7-60W E14 827 B38 FR | 929002972502 | 2020-09-14 00:00:00 |  |  |  |  | B38 | E14 ¦ E14 | 2700 K | Warm White (WW) | 59 mA | <lt/>6 | 38 mm | No | 7 kWh | 70 % |  |  | 114 mm | 0.5 s | [12 empty] | Yes | [63 empty] | ADAM-c4144cd679614186ae3ead6d010ccd33 | https://www.assets.signify.com/is/image/Signify/336c80a260314dc7aa3fad6d010cd07b | ADAM-5724b22b0e984553b2edad780065fb6d | https://www.assets.signify.com/is/content/Signify/fp929002972502-pss-global | ADAM-72dcdf180d1b488ca1dcad4700dd371c | https://www.assets.signify.com/is/image/Signify/b3aaea9651034c82944bad4700dd37d5 | [8 empty] | ADAM-246f3abe4c794ac8a85bad4700dd910b | https://www.docs.signify.com/assets/ies/ledcandle_corepro_7w_b38_e14_827_fr-ies.ies | [8 empty] | ADAM-fa4e351339744ca0b5daadac000b1202 | https://www.assets.signify.com/is/content/Signify/47542f74b3df4700b7deadac000b149a | ADAM-a7322824508d4f8592adad7f00e80876 | https://www.assets.signify.com/is/content/Signify/fp929002972502-gis-global | [12 empty] | E | 806 lumen |  | 827 ¦ CCT of 2700K | 80 | 2700 K | 7 W | 115.00 lm/W | 50 to 60 Hz |  | 806 lumen | 15000 hour(s) | 7 W | 0.51 |  | 50000 |  | 0.5 s | 60 W | https://www.lighting.philips.com/link/929002972502_EU/prd/aa/en
FP-929002972531 | PLA LED 60W B35 E14 WW ND 1CT/10 | 929002972531 | 2020-11-02 00:00:00 |  |  |  | 240 degree(s) | B35 ¦ B 35mm | E14 ¦ E14 | 2700 K | Warm White (WW) | 60 mA | <lt/>6 | 38 mm | No | 8 kWh | 70 % |  |  | 114 mm | 0.4 s | [76 empty] | ADAM-c4144cd679614186ae3ead6d010ccd33 | https://www.assets.signify.com/is/image/Signify/336c80a260314dc7aa3fad6d010cd07b | ADAM-4586869e20d5495eab73ad7300938c1a | https://www.assets.signify.com/is/content/Signify/fp929002972531-pss-global | ADAM-72dcdf180d1b488ca1dcad4700dd371c | https://www.assets.signify.com/is/image/Signify/b3aaea9651034c82944bad4700dd37d5 | [8 empty] | ADAM-246f3abe4c794ac8a85bad4700dd910b | https://www.docs.signify.com/assets/ies/ledcandle_corepro_7w_b38_e14_827_fr-ies.ies | [8 empty] | ADAM-df9fa2b1dbce4467b65eadad000c7d4b | https://www.assets.signify.com/is/content/Signify/826a2cf1d0fb4e8fa48eadad000c7e1a | ADAM-6ecdcba68f9245efaff1ad730090217a | https://www.assets.signify.com/is/content/Signify/fp929002972531-gis-global | [12 empty] | F | 806 lumen |  | 827 ¦ CCT of 2700K | 80 | 2700 K | 8 W | 100.00 lm/W | 50 to 60 Hz |  | 806 lumen | 15000 hour(s) | 8 W | 0.54 |  | 30000 |  | 0.4 s | 60 W | https://www.lighting.philips.com/link/929002972531_EU/prd/aa/en
FP-929002972702 | CorePro candle ND 7-60W E14 840 B38 FR | 929002972702 | 2020-09-14 00:00:00 |  |  |  |  | B38 | E14 ¦ E14 | 4000 K | Cool White (CW) | 59 mA | <lt/>6 | 38 mm | No | 7 kWh | 70 % |  |  | 114 mm | 0.5 s | [12 empty] | Yes | [63 empty] | ADAM-c4144cd679614186ae3ead6d010ccd33 | https://www.assets.signify.com/is/image/Signify/336c80a260314dc7aa3fad6d010cd07b | ADAM-76fdad4fec3e4e9d8263ad780066ad9f | https://www.assets.signify.com/is/content/Signify/fp929002972702-pss-global | ADAM-72dcdf180d1b488ca1dcad4700dd371c | https://www.assets.signify.com/is/image/Signify/b3aaea9651034c82944bad4700dd37d5 | [8 empty] | ADAM-2cf613692dc3414cbedcad4700dd940f | https://www.docs.signify.com/assets/ies/ledcandle_corepro_7w_b38_e14_840_fr-ies.ies | [8 empty] | ADAM-031e3313a88246bb9439adac000b970c | https://www.assets.signify.com/is/content/Signify/4fb3f0921a6b4448b677adac000b984c | ADAM-d44195c897734c1e8ac7ad7f00e867b6 | https://www.assets.signify.com/is/content/Signify/fp929002972702-gis-global | [12 empty] | E | 806 lumen |  | 840 ¦ CCT of 4000K | 80 | 4000 K | 7 W | 115.00 lm/W | 50 to 60 Hz |  | 806 lumen | 15000 hour(s) | 7 W | 0.51 |  | 50000 |  | 0.5 s | 60 W | https://www.lighting.philips.com/link/929002972702_EU/prd/aa/en
FP-929002972902 | CorePro candle ND 7-60W E14 865 B38 FR | 929002972902 | 2020-09-14 00:00:00 |  |  |  |  | B38 | E14 ¦ E14 | 6500 K | Cool Daylight | 59 mA | <lt/>6 | 38 mm | No | 7 kWh | 70 % |  |  | 114 mm | 0.5 s | [12 empty] | Yes | [63 empty] | ADAM-c4144cd679614186ae3ead6d010ccd33 | https://www.assets.signify.com/is/image/Signify/336c80a260314dc7aa3fad6d010cd07b | ADAM-1772f6ec8a5f4c378bb6ad7800633687 | https://www.assets.signify.com/is/content/Signify/fp929002972902-pss-global | ADAM-72dcdf180d1b488ca1dcad4700dd371c | https://www.assets.signify.com/is/image/Signify/b3aaea9651034c82944bad4700dd37d5 | [8 empty] | ADAM-50ec25c379244154acb5ad4700dd9527 | https://www.docs.signify.com/assets/ies/ledcandle_corepro_7w_b38_e14_865_fr-ies.ies | [8 empty] | ADAM-b007f1ff160349afb63fadab0172f7d4 | https://www.assets.signify.com/is/content/Signify/d82c5e1b13ed4b3c8c45adab0172fd84 | ADAM-dfff836688b042de825aad7f00e2b937 | https://www.assets.signify.com/is/content/Signify/fp929002972902-gis-global | [12 empty] | E | 806 lumen |  | 865 ¦ CCT of 6500K | 80 | 6500 K | 7 W | 115.00 lm/W | 50 to 60 Hz |  | 806 lumen | 15000 hour(s) | 7 W | 0.51 |  | 50000 |  | 0.5 s | 60 W | https://www.lighting.philips.com/link/929002972902_EU/prd/aa/en
FP-929002973002 | CorePro lustre ND 7-60W E27 827 P48 FR | 929002973002 | 2020-09-14 00:00:00 |  |  |  |  | P48 ¦ P 48mm | E27 ¦ E27 | 2700 K | Warm White (WW) | 59 mA | <lt/>6 | 48 mm | No | 7 kWh | 70 % |  |  | 93 mm | 0.5 s | [12 empty] | Yes | [63 empty] | ADAM-5089283300194b608abfad270065ad21 | https://www.assets.signify.com/is/image/Signify/07efa71ea3604e269c68ad270065adfb | ADAM-e9bdcc2e97bf4f2a898fad7800655d44 | https://www.assets.signify.com/is/content/Signify/fp929002973002-pss-global | ADAM-c1119e9b8b4946c5942ead4700dd386c | https://www.assets.signify.com/is/image/Signify/455877af548847ecb3a2ad4700dd39ea | [8 empty] | ADAM-3e7b97c414664474abf7ad4700dd9727 | https://www.docs.signify.com/assets/ies/ledlustre_corepro_7w_p48_e27_827_fr-ies.ies | [8 empty] | ADAM-f3e521dcfc0f45c3b3bbadab017421fc | https://www.assets.signify.com/is/content/Signify/1471b069eff8434bad9aadab017425a1 | ADAM-350da076b037449faaf7ad7f00e9aeb8 | https://www.assets.signify.com/is/content/Signify/fp929002973002-gis-global | [12 empty] | E | 806 lumen |  | 827 ¦ CCT of 2700K | 80 | 2700 K | 7 W | 115.00 lm/W | 50 to 60 Hz |  | 806 lumen | 15000 hour(s) | 7 W | 0.51 |  | 50000 |  | 0.5 s | 60 W | https://www.lighting.philips.com/link/929002973002_EU/prd/aa/en
FP-929002973102 | CorePro lustre ND 7-60W E14 827 P48 FR | 929002973102 | 2020-09-14 00:00:00 |  |  |  |  | P48 ¦ P 48mm | E14 ¦ E14 | 2700 K | Warm White (WW) | 59 mA | <lt/>6 | 48 mm | No | 7 kWh | 70 % |  |  | 95 mm | 0.5 s | [12 empty] | Yes | [63 empty] | ADAM-5d039aeb50dc40aa8df5ad270065abd8 | https://www.assets.signify.com/is/image/Signify/52e834befba84986825dad270065ac95 | ADAM-1c2a8e032ccc4be5b001ad780062b793 | https://www.assets.signify.com/is/content/Signify/fp929002973102-pss-global | ADAM-8912d561f9ce45429581ad4700dd3be7 | https://www.assets.signify.com/is/image/Signify/79d2d601199b4eeeac58ad4700dd3c8a | [8 empty] | ADAM-339a447ce59c4e23970ead4700dd9a42 | https://www.docs.signify.com/assets/ies/ledlustre_corepro_7w_p48_e14_827_fr-ies.ies | [8 empty] | ADAM-8964e1669c2b4fa5be76adab0175105c | https://www.assets.signify.com/is/content/Signify/68f640d2dbc6436b9f2badab0175132f | ADAM-f924228b986a4bb6ac7aad7f00e70867 | https://www.assets.signify.com/is/content/Signify/fp929002973102-gis-global | [12 empty] | E | 806 lumen |  | 827 ¦ CCT of 2700K | 80 | 2700 K | 7 W | 115.00 lm/W | 50 to 60 Hz |  | 806 lumen | 15000 hour(s) | 7 W | 0.51 |  | 50000 |  | 0.5 s | 60 W | https://www.lighting.philips.com/link/929002973102_EU/prd/aa/en
FP-929002973202 | CorePro lustre ND 7-60W E27 840 P48 FR | 929002973202 | 2020-09-14 00:00:00 |  |  |  |  | P48 ¦ P 48mm | E27 ¦ E27 | 4000 K | Cool White (CW) | 59 mA | <lt/>6 | 48 mm | No | 7 kWh | 70 % |  |  | 93 mm | 0.5 s | [12 empty] | Yes | [63 empty] | ADAM-5089283300194b608abfad270065ad21 | https://www.assets.signify.com/is/image/Signify/07efa71ea3604e269c68ad270065adfb | ADAM-e595b9604923448fa969ad7800626ddd | https://www.assets.signify.com/is/content/Signify/fp929002973202-pss-global | ADAM-c1119e9b8b4946c5942ead4700dd386c | https://www.assets.signify.com/is/image/Signify/455877af548847ecb3a2ad4700dd39ea | [8 empty] | ADAM-d1c23be5adb14b83a323ad4700dd9bb6 | https://www.docs.signify.com/assets/ies/ledlustre_corepro_7w_p48_e27_840_fr-ies.ies | [8 empty] | ADAM-6f712454061a4914965aadab0175ee2d | https://www.assets.signify.com/is/content/Signify/e15cf84903b4403692f0adab0175f117 | ADAM-8fe439b9f60f49449b26ad7f00e4032a | https://www.assets.signify.com/is/content/Signify/fp929002973202-gis-global | [12 empty] | E | 806 lumen |  | 840 ¦ CCT of 4000K | 80 | 4000 K | 7 W | 115.00 lm/W | 50 to 60 Hz |  | 806 lumen | 15000 hour(s) | 7 W | 0.51 |  | 50000 |  | 0.5 s | 60 W | https://www.lighting.philips.com/link/929002973202_EU/prd/aa/en
FP-929002973302 | CorePro lustre ND 7-60W E14 840 P48 FR | 929002973302 | 2020-09-14 00:00:00 |  |  |  |  | P48 ¦ P 48mm | E14 ¦ E14 | 4000 K | Cool White (CW) | 59 mA | <lt/>6 | 48 mm | No | 7 kWh | 70 % |  |  | 95 mm | 0.5 s | [12 empty] | Yes | [63 empty] | ADAM-5d039aeb50dc40aa8df5ad270065abd8 | https://www.assets.signify.com/is/image/Signify/52e834befba84986825dad270065ac95 | ADAM-540649858620441e84aaad780063ea7d | https://www.assets.signify.com/is/content/Signify/fp929002973302-pss-global | ADAM-8912d561f9ce45429581ad4700dd3be7 | https://www.assets.signify.com/is/image/Signify/79d2d601199b4eeeac58ad4700dd3c8a | [8 empty] | ADAM-57e6b562a39f4a8d9fb0ad4700dd9d0b | https://www.docs.signify.com/assets/ies/ledlustre_corepro_7w_p48_e14_840_fr-ies.ies | [8 empty] | ADAM-94674426277747cd9b2aadab0176c6ba | https://www.assets.signify.com/is/content/Signify/b9f94cfb673d428fb018adab0176c964 | ADAM-6072ad25ea1943a89ef8ad7f00e2be30 | https://www.assets.signify.com/is/content/Signify/fp929002973302-gis-global | [12 empty] | E | 806 lumen |  | 840 ¦ CCT of 4000K | 80 | 4000 K | 7 W | 115.00 lm/W | 50 to 60 Hz |  | 806 lumen | 15000 hour(s) | 7 W | 0.51 |  | 50000 |  | 0.5 s | 60 W | https://www.lighting.philips.com/link/929002973302_EU/prd/aa/en
FP-929002973502 | CorePro lustre ND 7-60W E14 865 P48 FR | 929002973502 | 2020-09-14 00:00:00 |  |  |  |  | P48 ¦ P 48mm | E14 ¦ E14 | 6500 K | Cool Daylight | 59 mA | <lt/>6 | 48 mm | No | 7 kWh | 70 % |  |  | 95 mm | 0.5 s | [12 empty] | Yes | [63 empty] | ADAM-5d039aeb50dc40aa8df5ad270065abd8 | https://www.assets.signify.com/is/image/Signify/52e834befba84986825dad270065ac95 | ADAM-2212eb84672e4bb3bb15ad780063288d | https://www.assets.signify.com/is/content/Signify/fp929002973502-pss-global | ADAM-8912d561f9ce45429581ad4700dd3be7 | https://www.assets.signify.com/is/image/Signify/79d2d601199b4eeeac58ad4700dd3c8a | [8 empty] | ADAM-d5437eab8424473f94a4ad4700dda060 | https://www.docs.signify.com/assets/ies/ledlustre_corepro_7w_p48_e14_865_fr-ies.ies | [8 empty] | ADAM-5395074c570646a482e9adab0177a354 | https://www.assets.signify.com/is/content/Signify/409edd5666b648369be3adab0177a647 | ADAM-36536c6a8fac40a3a785ad7f00e7869b | https://www.assets.signify.com/is/content/Signify/fp929002973502-gis-global | [12 empty] | E | 806 lumen |  | 865 ¦ CCT of 6500K | 80 | 6500 K | 7 W | 115.00 lm/W | 50 to 60 Hz |  | 806 lumen | 15000 hour(s) | 7 W | 0.51 |  | 50000 |  | 0.5 s | 60 W | https://www.lighting.philips.com/link/929002973502_EU/prd/aa/en
FP-929002977018 | LED 25W B35 E14 WW FR ND 1PF/12 | 929002977018 | 2021-05-13 08:15:11 | [13 empty] | 70 % | [104 empty] | ADAM-9179eb60cc014766877aadab017879bf | https://www.assets.signify.com/is/content/Signify/6dde4c23b3f9415db696adab01787f4f | [14 empty] | F |  |  |  | 80 | [6 empty] | 15000 hour(s) |  |  | 15000 hour(s) | 50000 |  | instant full light s |  | https://www.lighting.philips.com/link/929002977018_EU/prd/aa/en
FP-929002977318 | LED 25W P45 E27 WW FR ND 1PF/10 | 929002977318 | 2021-05-13 09:17:47 | [13 empty] | 70 % | [104 empty] | ADAM-9c851c3061f94cd29272adab017a71c9 | https://www.assets.signify.com/is/content/Signify/76ef10b8a7ac43c59a8aadab017a76c7 | [14 empty] | F |  |  |  | 80 | [6 empty] | 15000 hour(s) |  |  | 15000 hour(s) | 50000 |  | instant full light s |  | https://www.lighting.philips.com/link/929002977318_EU/prd/aa/en
FP-929002977518 | LED 25W P45 E14 WW FR ND 1PF/10 | 929002977518 | 2021-05-13 09:19:03 | [13 empty] | 70 % | [104 empty] | ADAM-2a0576f4bc32458490d3adab017cf0e7 | https://www.assets.signify.com/is/content/Signify/15aded28f825499f8667adab017cf88a | [14 empty] | F |  |  |  | 80 | [6 empty] | 15000 hour(s) |  |  | 15000 hour(s) | 50000 |  | instant full light s |  | https://www.lighting.philips.com/link/929002977518_EU/prd/aa/en
FP-929002977718 | LED 40W B35 E14 WW FR ND 1PF/12 | 929002977718 | 2021-05-13 09:17:36 | [13 empty] | 70 % | [104 empty] | ADAM-5423405147aa41609a88adab017ee4a2 | https://www.assets.signify.com/is/content/Signify/9afc7f5dce6047f8839badab017ee939 | [14 empty] | F |  |  |  | 80 | [6 empty] | 15000 hour(s) |  |  | 15000 hour(s) | 50000 |  | instant full light s |  | https://www.lighting.philips.com/link/929002977718_EU/prd/aa/en
FP-929002978118 | LED 40W P45 E14 WW FR ND 1PF/10 | 929002978118 | 2021-05-13 09:17:44 | [13 empty] | 70 % | [104 empty] | ADAM-b24442b5dede4487a3deadab0182d253 | https://www.assets.signify.com/is/content/Signify/7cdcd7b596d244faba49adab0182d5b0 | [14 empty] | F |  |  |  | 80 | [6 empty] | 15000 hour(s) |  |  | 15000 hour(s) | 50000 |  | instant full light s |  | https://www.lighting.philips.com/link/929002978118_EU/prd/aa/en
FP-929002978218 | LED 40W P45 E27 WW FR ND 1PF/10 | 929002978218 | 2021-05-13 09:16:02 | [13 empty] | 70 % | [104 empty] | ADAM-146721b805334d3db9a3adab0183971f | https://www.assets.signify.com/is/content/Signify/73a4ea4b47a04a1ba70badab01839b46 | [14 empty] | F |  |  |  | 80 | [6 empty] | 15000 hour(s) |  |  | 15000 hour(s) | 50000 |  | instant full light s |  | https://www.lighting.philips.com/link/929002978218_EU/prd/aa/en
FP-929002978655 | LED 60W B38 E14 WW FR ND 1SRT4 | 929002978655 | 2021-05-13 09:16:55 | [13 empty] | 70 % | [104 empty] | ADAM-0949b459be7244be925aadac00d83411 | https://www.assets.signify.com/is/content/Signify/7fab7f3dadbf4e4ca453adac00d8355e | [14 empty] | E |  |  |  | 80 | [6 empty] | 15000 hour(s) |  |  | 15000 hour(s) | 50000 |  | instant full light s |  | https://www.lighting.philips.com/link/929002978655_EU/prd/aa/en
FP-929002978955 | LED 60W P48 E14 WW FR ND 1SRT4 | 929002978955 | 2021-05-13 09:16:21 | [13 empty] | 70 % | [104 empty] | ADAM-52056c6ad77d4530b8ffadac0106a2c2 | https://www.assets.signify.com/is/content/Signify/b4b8085dbb2149e38646adac0106a3c9 | [14 empty] | E |  |  |  | 80 | [6 empty] | 15000 hour(s) |  |  | 15000 hour(s) | 50000 |  | instant full light s |  | https://www.lighting.philips.com/link/929002978955_EU/prd/aa/en
FP-929002979055 | LED 60W P48 E27 WW FR ND 1SRT4 | 929002979055 | 2021-05-13 09:18:01 | [13 empty] | 70 % | [104 empty] | ADAM-6a36cc45431f4337927aadac0106de73 | https://www.assets.signify.com/is/content/Signify/32b1df8ad8a248d4b89aadac0106df67 | [14 empty] | E |  |  |  | 80 | [6 empty] | 15000 hour(s) |  |  | 15000 hour(s) | 50000 |  | instant full light s |  | https://www.lighting.philips.com/link/929002979055_EU/prd/aa/en
FP-929002979402 | MAS LED spot VLE D 3.7-35W GU10 927 36D | 929002979402 | 2020-09-07 00:00:00 |  |  |  | 36 degree(s) | PAR16 ¦ PAR 2 inch/50mm | GU10 ¦ GU10 | 2700 K | Warm White (WW) | 18 mA | <lt/>6 | 50 mm | Only with specific dimmers | 4 kWh | 70 % | 270 lumen | 500 cd | 54 mm | 0.5 s | Yes | [11 empty] | Yes | [63 empty] | ADAM-5db977a4aa27410d898fab8a00d5df4d | https://www.assets.signify.com/is/image/PhilipsLighting/e77ebf8ae386426dbdc1ab8a00d5df48 | ADAM-7b22f7a8484449cb9d58ad7800661e68 | https://www.assets.signify.com/is/content/Signify/fp929002979402-pss-global | ADAM-23adf3f3783342629943ab4c0085eb96 | https://www.assets.signify.com/is/image/PhilipsLighting/90245ed9c4dc466d8718ab4c0085ec04 | [8 empty] | ADAM-c533941fae6e4ca0936ead60010456df | https://www.docs.signify.com/assets/ies/ledspots_mas_vled_slr_3%2c7w_par16_gu10_927_36d-ies.ies | [8 empty] | ADAM-277fbaafa6634748a92eadab0166d283 | https://www.assets.signify.com/is/content/Signify/a8c2c47ccce84bda8283adab0166d403 | ADAM-0eeb48c484d24e7d950dad7f00e468e3 | https://www.assets.signify.com/is/content/Signify/fp929002979402-gis-global |  |  |  |  | ADAM-71ba9b53b8f74ff8b134af18008823cc | https://www.assets.signify.com/is/content/Signify/981a4831942946e8bc14af1800882a0d | ADAM-13124142235548afbeb0af32007fd494 | https://www.assets.signify.com/is/content/Signify/97398daa33e24390871baf32007fdeac |  |  |  |  | F | 270 lumen |  | 927 ¦ CCT of 2700K | 90 | 2700 K | 3.7 W | 72 lm/W | 50 to 60 Hz |  | 270 lumen | 25000 hour(s) | 3.7 W | 0.9 |  | 50000 |  | 0.5 s | 35 W | https://www.lighting.philips.com/link/929002979402_EU/prd/aa/en
FP-929002979702 | MAS LED spot VLE DT 3.7-35W GU10 927 36D | 929002979702 | 2020-09-14 00:00:00 |  |  |  | 36 degree(s) | PAR16 ¦ PAR 2 inch/50mm | GU10 ¦ GU10 | 2200 K;2700 K | Warm Glow(WG) | 18 mA | <lt/>6 | 50 mm | Only with specific dimmers | 4 kWh | 70 % | 270 lumen | 500 cd | 54 mm | 0.5 s | Yes | [11 empty] | Yes | [63 empty] | ADAM-5db977a4aa27410d898fab8a00d5df4d | https://www.assets.signify.com/is/image/PhilipsLighting/e77ebf8ae386426dbdc1ab8a00d5df48 | ADAM-534e7512c85c4619af84ad780064fa6c | https://www.assets.signify.com/is/content/Signify/fp929002979702-pss-global | ADAM-23adf3f3783342629943ab4c0085eb96 | https://www.assets.signify.com/is/image/PhilipsLighting/90245ed9c4dc466d8718ab4c0085ec04 | [8 empty] | ADAM-56a27de991d24851954aad6001045856 | https://www.docs.signify.com/assets/ies/ledspots_mas_vledt_slr_3%2c7w_par16_gu10_927_36d-ies.ies | [8 empty] | ADAM-c7f1116ad3634377a0fcadab0163b640 | https://www.assets.signify.com/is/content/Signify/996c5205b85744ca89d8adab0163bb39 | ADAM-da78545b49874677a211ad7f00e8581c | https://www.assets.signify.com/is/content/Signify/fp929002979702-gis-global |  |  |  |  | ADAM-71ba9b53b8f74ff8b134af18008823cc | https://www.assets.signify.com/is/content/Signify/981a4831942946e8bc14af1800882a0d | ADAM-13124142235548afbeb0af32007fd494 | https://www.assets.signify.com/is/content/Signify/97398daa33e24390871baf32007fdeac |  |  |  |  | F | 270 lumen |  | 922-927 ¦ CCT of 2200K-2700K | 90 | 2200 K;2700 K | 3.7 W | 72.00 lm/W | 50 to 60 Hz |  | 270 lumen | 25000 hour(s) | 3.7 W | 0.9 |  | 50000 |  | 0.5 s | 35 W | https://www.lighting.philips.com/link/929002979702_EU/prd/aa/en
FP-929002979802 | MAS LED spot VLE D 3.7-35W GU10 927 60D | 929002979802 | 2020-09-14 00:00:00 |  |  |  | 60 degree(s) | PAR16 ¦ PAR 2 inch/50mm | GU10 ¦ GU10 | 2700 K | Warm White (WW) | 18 mA | <lt/>6 | 50 mm | Only with specific dimmers | 4 kWh | 70 % | 270 lumen | 300 cd | 54 mm | 0.5 s | Yes | [11 empty] | Yes | [63 empty] | ADAM-5db977a4aa27410d898fab8a00d5df4d | https://www.assets.signify.com/is/image/PhilipsLighting/e77ebf8ae386426dbdc1ab8a00d5df48 | ADAM-e5925ab1563b48548525ad7800657cab | https://www.assets.signify.com/is/content/Signify/fp929002979802-pss-global | ADAM-23adf3f3783342629943ab4c0085eb96 | https://www.assets.signify.com/is/image/PhilipsLighting/90245ed9c4dc466d8718ab4c0085ec04 | [8 empty] | ADAM-b20260eea7b04e6b8f63ad60010457a0 | https://www.docs.signify.com/assets/ies/ledspots_mas_vled_slr_3%2c7w_par16_gu10_927_60d-ies.ies | [8 empty] | ADAM-32b3292351b3479f9aacadab0161717a | https://www.assets.signify.com/is/content/Signify/fdd041d5be1b4385b90fadab01617383 | ADAM-d2152dbb978248158a72ad7f00e6e956 | https://www.assets.signify.com/is/content/Signify/fp929002979802-gis-global |  |  |  |  | ADAM-71ba9b53b8f74ff8b134af18008823cc | https://www.assets.signify.com/is/content/Signify/981a4831942946e8bc14af1800882a0d | ADAM-13124142235548afbeb0af32007fd494 | https://www.assets.signify.com/is/content/Signify/97398daa33e24390871baf32007fdeac |  |  |  |  | F | 270 lumen |  | 927 ¦ CCT of 2700K | 90 | 2700 K | 3.7 W | 72.00 lm/W | 50 to 60 Hz |  | 270 lumen | 25000 hour(s) | 3.7 W | 0.9 |  | 50000 |  | 0.5 s | 35 W | https://www.lighting.philips.com/link/929002979802_EU/prd/aa/en
FP-929002979902 | MAS LED spot VLE D 3.7-35W GU10 930 60D | 929002979902 | 2020-09-14 00:00:00 |  |  |  | 60 degree(s) | PAR16 ¦ PAR 2 inch/50mm | GU10 ¦ GU10 | 3000 K | White (WH) | 18 mA | <lt/>6 | 50 mm | Only with specific dimmers | 4 kWh | 70 % | 270 lumen | 300 cd | 54 mm | 0.5 s | Yes | [11 empty] | Yes | [63 empty] | ADAM-5db977a4aa27410d898fab8a00d5df4d | https://www.assets.signify.com/is/image/PhilipsLighting/e77ebf8ae386426dbdc1ab8a00d5df48 | ADAM-74d2651ca1044250b5e2ad78006519ba | https://www.assets.signify.com/is/content/Signify/fp929002979902-pss-global | ADAM-23adf3f3783342629943ab4c0085eb96 | https://www.assets.signify.com/is/image/PhilipsLighting/90245ed9c4dc466d8718ab4c0085ec04 | [8 empty] | ADAM-32ed0a7374f04a8bba27ad60010459bf | https://www.docs.signify.com/assets/ies/ledspots_mas_vled_slr_3%2c7w_par16_gu10_930_60d-ies.ies | [8 empty] | ADAM-5a9f2d3136e54bc19651adab01655a10 | https://www.assets.signify.com/is/content/Signify/775693f8c11a4a6dbe11adab01655c97 | ADAM-76d1e0908862495eaa72ad7f00e89aa3 | https://www.assets.signify.com/is/content/Signify/fp929002979902-gis-global |  |  |  |  | ADAM-71ba9b53b8f74ff8b134af18008823cc | https://www.assets.signify.com/is/content/Signify/981a4831942946e8bc14af1800882a0d | ADAM-13124142235548afbeb0af32007fd494 | https://www.assets.signify.com/is/content/Signify/97398daa33e24390871baf32007fdeac |  |  |  |  | F | 270 lumen |  | 930 ¦ CCT of 3000K | 90 | 3000 K | 3.7 W | 72.00 lm/W | 50 to 60 Hz |  | 270 lumen | 25000 hour(s) | 3.7 W | 0.9 |  | 50000 |  | 0.5 s | 35 W | https://www.lighting.philips.com/link/929002979902_EU/prd/aa/en
FP-929002980102 | MAS LED spot VLE D 4.8-50W GU10 927 36D | 929002980102 | 2020-09-07 00:00:00 |  |  |  | 36 degree(s) | PAR16 ¦ PAR 2 inch/50mm | GU10 ¦ GU10 | 2700 K | Warm White (WW) | 22 mA | <lt/>6 | 50 mm | Only with specific dimmers | 5 kWh | 70 % | 355 lumen | 650 cd | 54 mm | 0.5 s | Yes | [11 empty] | Yes | [63 empty] | ADAM-5db977a4aa27410d898fab8a00d5df4d | https://www.assets.signify.com/is/image/PhilipsLighting/e77ebf8ae386426dbdc1ab8a00d5df48 | ADAM-a04ffbfcbdc74759a25cad780065afe6 | https://www.assets.signify.com/is/content/Signify/fp929002980102-pss-global | ADAM-23adf3f3783342629943ab4c0085eb96 | https://www.assets.signify.com/is/image/PhilipsLighting/90245ed9c4dc466d8718ab4c0085ec04 | [8 empty] | ADAM-fdcb3d3719d849a691fdad6001045917 | https://www.docs.signify.com/assets/ies/ledspots_mas_vled_slr_4%2c8w_par16_gu10_927_36d-ies.ies | [8 empty] | ADAM-37b62e055f3e4e3b98c1adab01662608 | https://www.assets.signify.com/is/content/Signify/fd10b63f22654a8a8c5aadab016627bd | ADAM-34ac63a539a04b1ea571ad7f00e46836 | https://www.assets.signify.com/is/content/Signify/fp929002980102-gis-global |  |  |  |  | ADAM-71ba9b53b8f74ff8b134af18008823cc | https://www.assets.signify.com/is/content/Signify/981a4831942946e8bc14af1800882a0d | ADAM-13124142235548afbeb0af32007fd494 | https://www.assets.signify.com/is/content/Signify/97398daa33e24390871baf32007fdeac |  |  |  |  | F | 355 lumen |  | 927 ¦ CCT of 2700K | 90 | 2700 K | 4.8 W | 73 lm/W | 50 to 60 Hz |  | 355 lumen | 25000 hour(s) | 4.8 W | 0.9 |  | 50000 |  | 0.5 s | 50 W | https://www.lighting.philips.com/link/929002980102_EU/prd/aa/en
FP-929002981002 | CorePro LEDspot 4.9-65W GU10 830 36D ND | 929002981002 | 2020-09-07 00:00:00 |  |  |  | 36 degree(s) | PAR16 ¦ PAR 2 inch/50mm | GU10 ¦ GU10 | 3000 K | White (WH) | 40 mA | <lt/>6 | 50 mm | No | 5 kWh | 70 % | 460 lumen | 800 cd | 54 mm | 0.5 s | Yes | [11 empty] | Yes | [63 empty] | ADAM-20170315031937010 | https://www.assets.signify.com/is/image/PhilipsLighting/c35e79e89e104b56bfe4a73500bd62ab | ADAM-e00a77081c9741e48c5fad600095632c | https://www.assets.signify.com/is/content/Signify/fp929002981002-pss-global | ADAM-23adf3f3783342629943ab4c0085eb96 | https://www.assets.signify.com/is/image/PhilipsLighting/90245ed9c4dc466d8718ab4c0085ec04 | [8 empty] | ADAM-ec19435a9d014c52a55aad5e009050a3 | https://www.docs.signify.com/assets/ies/ledspots_corepro_slr_1_4%2c9w_par16_gu10_830_36d-ies.ies | [8 empty] | ADAM-468568789560434abeeaadab0178ac56 | https://www.assets.signify.com/is/content/Signify/06c7f46351d64c898af9adab0178b066 | ADAM-cd76cd444e644505970aad600092af0d | https://www.assets.signify.com/is/content/Signify/fp929002981002-gis-global |  |  |  |  | ADAM-71ba9b53b8f74ff8b134af18008823cc | https://www.assets.signify.com/is/content/Signify/981a4831942946e8bc14af1800882a0d | ADAM-13124142235548afbeb0af32007fd494 | https://www.assets.signify.com/is/content/Signify/97398daa33e24390871baf32007fdeac |  |  |  |  | E | 460 lumen |  | 830 ¦ CCT of 3000K | 80 | 3000 K | 4.9 W | 93.00 lm/W | 50 to 60 Hz |  | 460 lumen | 15000 hour(s) | 4.9 W | 0.5 |  | 50000 |  | 0.5 s | 65 W | https://www.lighting.philips.com/link/929002981002_EU/prd/aa/en
FP-929002981054 | LEDClassic 65W GU10 WH 36D RF ND PF SRT4 | 929002981054 | 2021-06-01 12:27:00 | [13 empty] | 70 % | [104 empty] | ADAM-468568789560434abeeaadab0178ac56 | https://www.assets.signify.com/is/content/Signify/06c7f46351d64c898af9adab0178b066 | [14 empty] | E |  |  |  | 80 | [6 empty] | 15000 hour(s) |  |  | 15000 hour(s) | 50000 |  | instant full light s |  | https://www.lighting.philips.com/link/929002981054_EU/prd/aa/en
FP-929002981102 | CorePro LEDspot 4.9-65W GU10 840 36D ND | 929002981102 | 2020-09-07 00:00:00 |  |  |  | 36 degree(s) | PAR16 ¦ PAR 2 inch/50mm | GU10 ¦ GU10 | 4000 K | Cool White (CW) | 40 mA | <lt/>6 | 50 mm | No | 5 kWh | 70 % | 485 lumen | 800 cd | 54 mm | 0.5 s | Yes | [11 empty] | Yes | [63 empty] | ADAM-20170315031937010 | https://www.assets.signify.com/is/image/PhilipsLighting/c35e79e89e104b56bfe4a73500bd62ab | ADAM-e35a5ae52d504b50b600ad600094a957 | https://www.assets.signify.com/is/content/Signify/fp929002981102-pss-global | ADAM-23adf3f3783342629943ab4c0085eb96 | https://www.assets.signify.com/is/image/PhilipsLighting/90245ed9c4dc466d8718ab4c0085ec04 | [8 empty] | ADAM-85d08f6d26174593a92aad5e00904ca4 | https://www.docs.signify.com/assets/ies/ledspots_corepro_slr_1_4%2c9w_par16_gu10_840_36d-ies.ies | [8 empty] | ADAM-fec502cbc529462fab28adab017997a7 | https://www.assets.signify.com/is/content/Signify/6eb4f52c570a4de5be35adab01799d44 | ADAM-ba7070f1a16846c88bffad6000929fb5 | https://www.assets.signify.com/is/content/Signify/fp929002981102-gis-global |  |  |  |  | ADAM-71ba9b53b8f74ff8b134af18008823cc | https://www.assets.signify.com/is/content/Signify/981a4831942946e8bc14af1800882a0d | ADAM-13124142235548afbeb0af32007fd494 | https://www.assets.signify.com/is/content/Signify/97398daa33e24390871baf32007fdeac |  |  |  |  | E | 485 lumen |  | 840 ¦ CCT of 4000K | 80 | 4000 K | 4.9 W | 98.00 lm/W | 50 to 60 Hz |  | 485 lumen | 15000 hour(s) | 4.9 W | 0.5 |  | 50000 |  | 0.5 s | 65 W | https://www.lighting.philips.com/link/929002981102_EU/prd/aa/en
FP-929002981150 | LEDClassic 65W GU10 CW 36D ND 1PF SRT4 | 929002981150 | 2021-06-01 12:27:27 | [13 empty] | 70 % | [104 empty] | ADAM-fec502cbc529462fab28adab017997a7 | https://www.assets.signify.com/is/content/Signify/6eb4f52c570a4de5be35adab01799d44 | [14 empty] | E |  |  |  | 80 | [6 empty] | 15000 hour(s) |  |  | 15000 hour(s) | 50000 |  | instant full light s |  | https://www.lighting.philips.com/link/929002981150_EU/prd/aa/en
FP-929002981202 | Corepro LEDspot 550lm GU10 830 120D | 929002981202 | 2020-09-07 00:00:00 |  |  |  | 120 degree(s) | PAR16 ¦ PAR 2 inch/50mm | GU10 ¦ GU10 | 3000 K | White (WH) | 40 mA | <lt/>6 | 50 mm | No | 5 kWh | 70 % |  |  | 54 mm | 0.5 s | No | [75 empty] | ADAM-20160920151314746 | https://www.assets.signify.com/is/image/PhilipsLighting/cc7883c5504f4f3296d6a68600e6e865 | ADAM-2539340252554fd18b53ad600094b432 | https://www.assets.signify.com/is/content/Signify/fp929002981202-pss-global | ADAM-23adf3f3783342629943ab4c0085eb96 | https://www.assets.signify.com/is/image/PhilipsLighting/90245ed9c4dc466d8718ab4c0085ec04 | [8 empty] | ADAM-6be6c7fd35664f8aa117ad5e00905167 | https://www.docs.signify.com/assets/ies/ledspots_corepro_slr_1_4%2c9w_par16_gu10_830_120d-ies.ies | [8 empty] | ADAM-9bbbe8e9e9fa45d7a65dadab017a9393 | https://www.assets.signify.com/is/content/Signify/8d76ab29b9504643b4a5adab017a966c | ADAM-5cd92b91a0b9402581d0ad6000929b58 | https://www.assets.signify.com/is/content/Signify/fp929002981202-gis-global |  |  |  |  | ADAM-71ba9b53b8f74ff8b134af18008823cc | https://www.assets.signify.com/is/content/Signify/981a4831942946e8bc14af1800882a0d | ADAM-13124142235548afbeb0af32007fd494 | https://www.assets.signify.com/is/content/Signify/97398daa33e24390871baf32007fdeac |  |  |  |  | E | 550 lumen |  | 830 ¦ CCT of 3000K | 80 | 3000 K | 4.9 W | 112 lm/W | 50 to 60 Hz |  | 550 lumen | 15000 hour(s) | 4.9 W | 0.5 |  | 50000 |  | 0.5 s |  | https://www.lighting.philips.com/link/929002981202_EU/prd/aa/en
FP-929002981302 | Corepro LEDspot 550lm GU10 840 120D | 929002981302 | 2020-09-07 00:00:00 |  |  |  | 120 degree(s) | PAR16 ¦ PAR 2 inch/50mm | GU10 ¦ GU10 | 4000 K | Cool White (CW) | 40 mA | <lt/>6 | 50 mm | No | 5 kWh | 70 % |  |  | 54 mm | 0.5 s | No | [75 empty] | ADAM-20160920151314746 | https://www.assets.signify.com/is/image/PhilipsLighting/cc7883c5504f4f3296d6a68600e6e865 |  |  | ADAM-23adf3f3783342629943ab4c0085eb96 | https://www.assets.signify.com/is/image/PhilipsLighting/90245ed9c4dc466d8718ab4c0085ec04 | [8 empty] | ADAM-6823c2e734f840ae8cc0ad5e00904f25 | https://www.docs.signify.com/assets/ies/ledspots_corepro_slr_1_4%2c9w_par16_gu10_840_120d-ies.ies | [8 empty] | ADAM-5fa0410e7f4a44a2b40eadab017ba2b7 | https://www.assets.signify.com/is/content/Signify/657c5953809c4d6f9d4fadab017ba56b | ADAM-519ff8b759e64918a9aead600092bdbd | https://www.assets.signify.com/is/content/Signify/fp929002981302-gis-global |  |  |  |  | ADAM-71ba9b53b8f74ff8b134af18008823cc | https://www.assets.signify.com/is/content/Signify/981a4831942946e8bc14af1800882a0d | ADAM-13124142235548afbeb0af32007fd494 | https://www.assets.signify.com/is/content/Signify/97398daa33e24390871baf32007fdeac |  |  |  |  | E | 550 lumen |  | 840 ¦ CCT of 4000K | 80 | 4000 K | 4.9 W | 112 lm/W | 50 to 60 Hz |  | 550 lumen | 15000 hour(s) | 4.9 W | 0.5 |  | 50000 |  | 0.5 s |  | https://www.lighting.philips.com/link/929002981302_EU/prd/aa/en
FP-929002981402 | Corepro LEDspot 550lm GU10 865 120D | 929002981402 | 2020-09-07 00:00:00 |  |  |  | 120 degree(s) | PAR16 ¦ PAR 2 inch/50mm | GU10 ¦ GU10 | 6500 K | Cool Daylight | 40 mA | <lt/>6 | 50 mm | No | 5 kWh | 70 % |  |  | 54 mm | 0.5 s | No | [75 empty] | ADAM-20160920151314746 | https://www.assets.signify.com/is/image/PhilipsLighting/cc7883c5504f4f3296d6a68600e6e865 | ADAM-5003a5b16faa43718d7bad600095b608 | https://www.assets.signify.com/is/content/Signify/fp929002981402-pss-global | ADAM-23adf3f3783342629943ab4c0085eb96 | https://www.assets.signify.com/is/image/PhilipsLighting/90245ed9c4dc466d8718ab4c0085ec04 | [8 empty] | ADAM-2389d9a8762d4e339c4aad5e00904fe3 | https://www.docs.signify.com/assets/ies/ledspots_corepro_slr_1_4%2c9w_par16_gu10_865_120d-ies.ies | [8 empty] | ADAM-a629188878364924ac70adab017d11d9 | https://www.assets.signify.com/is/content/Signify/45eb62d04cb3451d8525adab017d131d | ADAM-88883d423cd242fea001ad600092cdd4 | https://www.assets.signify.com/is/content/Signify/fp929002981402-gis-global |  |  |  |  | ADAM-71ba9b53b8f74ff8b134af18008823cc | https://www.assets.signify.com/is/content/Signify/981a4831942946e8bc14af1800882a0d | ADAM-13124142235548afbeb0af32007fd494 | https://www.assets.signify.com/is/content/Signify/97398daa33e24390871baf32007fdeac |  |  |  |  | E | 550 lumen |  | 865 ¦ CCT of 6500K | 80 | 6500 K | 4.9 W | 112.00 lm/W | 50 to 60 Hz |  | 550 lumen | 15000 hour(s) | 4.9 W | 0.5 |  | 50000 |  | 0.5 s |  | https://www.lighting.philips.com/link/929002981402_EU/prd/aa/en
FP-929002981855 | LED SSW 50W GU10 WW 36D RF ND SRT4 | 929002981855 | 2020-09-04 00:00:00 |  |  |  | 36 degree(s) | PAR16 ¦ PAR 2 inch/50mm | GU10 ¦ GU10 | 2700 K;2500 K;2200 K | Warm/Extra Warm/Very Warm | 40 mA | <lt/>6 | 50 mm | No | 5 kWh | 70 % | 355 lumen | 600 cd | 54 mm | 0.5 s | Yes | [75 empty] | ADAM-20170622115517846 | https://www.assets.signify.com/is/image/PhilipsLighting/1bdc6620fc604ecab954a79a00a30b94 | ADAM-db571686c35d4dcbbdc8ad7800692c6a | https://www.assets.signify.com/is/content/Signify/fp929002981855-pss-global | ADAM-23adf3f3783342629943ab4c0085eb96 | https://www.assets.signify.com/is/image/PhilipsLighting/90245ed9c4dc466d8718ab4c0085ec04 | [8 empty] | ADAM-aebfa59752bf418cb950ad60010452aa | https://www.docs.signify.com/assets/ies/ledspots_ssw_slr_50w_par16_gu10_827_36d-ies.ies | [8 empty] | ADAM-bd77c051b3ce4e68b717adab016486d5 | https://www.assets.signify.com/is/content/Signify/e7e1eaf236304ef9b5f7adab016489bf | ADAM-533ad0219eff4fa59faaad7f00e5ac2d | https://www.assets.signify.com/is/content/Signify/fp929002981855-gis-global | [12 empty] | F | 355 lumen |  | 827/825/822 ¦ CCT of 2700K/2500K/2200K | 80 | 2700 K;2500 K;2200 K | 1.5 W;3.5 W;4.8 W | 73.00 lm/W | 50 to 60 Hz |  | 355 lumen | 15000 hour(s) | 1.5 W;3.5 W;4.8 W | 0.5 | 15000 hour(s) | 50000 |  | 0.5 s | 50 W | https://www.lighting.philips.com/link/929002981855_EU/prd/aa/en
FP-929002982501 | LED giant 20W E27 A160 1800K smoky D | 929002982501 | 2020-09-16 00:00:00 |  |  |  |  | A160 ¦ A160mm | E27 ¦ E27 | 1800 K | 1800 | 40 mA | <lt/>6 | 162 mm | Yes | 7 kWh | 70 % |  |  | 293 mm | 0.5 s | [12 empty] | Yes | [63 empty] | ADAM-d82e8edca07741179972a8ac007eece5 | https://www.assets.signify.com/is/image/PhilipsLighting/ec627c95650d41d7af1da8ac007eef9f | ADAM-9f41bda95dab469d9570ad7800664622 | https://www.assets.signify.com/is/content/Signify/fp929002982501-pss-global | ADAM-20170707101722811 | https://www.assets.signify.com/is/image/PhilipsLighting/35eefdde0ed34fef89d6a7a900881f10 | [8 empty] | ADAM-30234b21e81f4a0b9acfad5e00933402 | https://www.docs.signify.com/assets/ies/ledbulb_slr_6%2c5w_a160_e27_818_smoky-ies.ies | [10 empty] | ADAM-6734cc5176db44f1bda5ad7f00e95d2c | https://www.assets.signify.com/is/content/Signify/fp929002982501-gis-global | [13 empty] | 200 lumen |  | 818 ¦ CCT of 1800K | 80 | 1800 K | 6.5 W | 30.00 lm/W | 50 to 60 Hz |  | 200 lumen | 15000 hour(s) | 6.5 W | 0.7 | 15000 hour(s) | 20000 |  | 0.5 s | 20 W | https://www.lighting.philips.com/link/929002982501_EU/prd/aa/en
FP-929002982601 | LED giant 20W E27 G200 1800K smoky D | 929002982601 | 2020-09-16 00:00:00 |  |  |  |  | G200 ¦ G 200mm | E27 ¦ E27 | 1800 K | 1800 | 40 mA | <lt/>6 | 202 mm | Yes | 7 kWh | 70 % |  |  | 286 mm | 0.5 s | [12 empty] | Yes | [63 empty] | ADAM-6cb5606f45a2458cb1a9a8ac007ee58a | https://www.assets.signify.com/is/image/PhilipsLighting/b88445817b754441bda0a8ac007ee915 | ADAM-288831d25e7b4237af3aad78006536cf | https://www.assets.signify.com/is/content/Signify/fp929002982601-pss-global | ADAM-20170707101723435 | https://www.assets.signify.com/is/image/PhilipsLighting/6182d57fb70f4064bf5ea7a900882367 | [8 empty] | ADAM-68408003ea7d4d758a01ad5e009337cc | https://www.docs.signify.com/assets/ies/ledbulb_slr_6%2c5w_g200_e27_818_smoky-ies.ies | [10 empty] | ADAM-162e69e477eb4262bc35ad7f00e55fee | https://www.assets.signify.com/is/content/Signify/fp929002982601-gis-global | [13 empty] | 200 lumen |  | 818 ¦ CCT of 1800K | 80 | 1800 K | 6.5 W | 30.00 lm/W | 50 to 60 Hz |  | 200 lumen | 15000 hour(s) | 6.5 W | 0.7 | 15000 hour(s) | 20000 |  | 0.5 s | 20 W | https://www.lighting.philips.com/link/929002982601_EU/prd/aa/en
FP-929002982701 | LED giant 20W E27 T65 1800K smoky D | 929002982701 | 2020-09-16 00:00:00 |  |  |  |  | T65 ¦ T 65mm | E27 ¦ E27 | 1800 K | 1800 | 40 mA | <lt/>6 | 66 mm | Yes | 7 kWh | 70 % |  |  | 273 mm | 0.5 s | [12 empty] | Yes | [63 empty] | ADAM-d5a95067bcf14934b0e7a8ac007ef210 | https://www.assets.signify.com/is/image/PhilipsLighting/580a040560724012814aa8ac007ef3b0 | ADAM-704abd3abd8044319e51ad7800656b67 | https://www.assets.signify.com/is/content/Signify/fp929002982701-pss-global | ADAM-5d7912901b284875a5b2a8d600663640 | https://www.assets.signify.com/is/image/PhilipsLighting/066c53dd6aee4d1db35ea8d600663abc | [8 empty] | ADAM-85a3c8e8c5d8411d9ea2ad5e0093388d | https://www.docs.signify.com/assets/ies/ledbulb_slr_6%2c5w_t65_e27_818_smoky-ies.ies | [10 empty] | ADAM-d97a10ffe3de4fa8b3a6ad7f00e7d3b6 | https://www.assets.signify.com/is/content/Signify/fp929002982701-gis-global | [13 empty] | 200 lumen |  | 818 ¦ CCT of 1800K | 80 | 1800 K | 6.5 W | 30.00 lm/W | 50 to 60 Hz |  | 200 lumen | 15000 hour(s) | 6.5 W | 0.7 | 15000 hour(s) | 20000 |  | 0.5 s | 20 W | https://www.lighting.philips.com/link/929002982701_EU/prd/aa/en
FP-929002982801 | LED classic 25W A60 E27GOLD SP D RF SRT4 | 929002982801 | 2021-05-31 08:27:27 | [13 empty] | 70 % | [124 empty] | 80 | [6 empty] | 15000 hour(s) |  |  | 15000 hour(s) | 20000 |  | instant full light s |  | https://www.lighting.philips.com/link/929002982801_EU/prd/aa/en
FP-929002983001 | LED classic 25W G93 E27 GOLD SP D SRT4 | 929002983001 | 2020-09-16 00:00:00 |  |  |  |  | G93 ¦ G 93mm | E27 ¦ E27 | 1800 K | 1800 | 24 mA | <lt/>6 | 96 mm | Yes | 4 kWh | 70 % |  |  | 143 mm | 0.5 s | [12 empty] | Yes | [63 empty] | ADAM-38d32857d3404237a859aabc00736b59 | https://www.assets.signify.com/is/image/PhilipsLighting/cd4cc8b1404c423b99b4aabc00736eb2 | ADAM-434ee947f432411da908ad780067140c | https://www.assets.signify.com/is/content/Signify/fp929002983001-pss-global | ADAM-8d51ca137d264d3b94c3aabc0073667f | https://www.assets.signify.com/is/image/PhilipsLighting/604c202c112248a4860baabc0073688d | [8 empty] | ADAM-fd587af117034d3aa8a2ad5e00933ac8 | https://www.docs.signify.com/assets/ies/ledbulb_slr_4w_g93_e27_818_amber-ies.ies | [10 empty] | ADAM-eef05828a7684793941ead7f00e3b60f | https://www.assets.signify.com/is/content/Signify/fp929002983001-gis-global | [13 empty] | 250 lumen |  | 818 ¦ CCT of 1800K | 80 | 1800 K | 4 W | 62.00 lm/W | 50 to 60 Hz |  | 250 lumen | 15000 hour(s) | 4 W | 0.7 | 15000 hour(s) | 20000 |  | 0.5 s | 25 W | https://www.lighting.philips.com/link/929002983001_EU/prd/aa/en
FP-929002983501 | LED classic-giant 40W E27 A160 GOLD DIM | 929002983501 | 2020-09-14 00:00:00 |  |  |  |  | A160 ¦ A160mm | E27 ¦ E27 | 1800 K | 1800 | 43 mA | <lt/>6 | 162 mm | Yes | 7 kWh | 70 % |  |  | 293 mm | 0.5 s | [12 empty] | Yes | [63 empty] | ADAM-aaf5d12aa2404d95b0d7a89a007d268c | https://www.assets.signify.com/is/image/PhilipsLighting/c9c282c8e96245eda6aaa89a007d294a | ADAM-9aba066a47754d7e8674ad7800629e20 | https://www.assets.signify.com/is/content/Signify/fp929002983501-pss-global | ADAM-20170707101722811 | https://www.assets.signify.com/is/image/PhilipsLighting/35eefdde0ed34fef89d6a7a900881f10 | [8 empty] | ADAM-32f26d87522e4c4b9d3ead5e00933b82 | https://www.docs.signify.com/assets/ies/ledbulb_slr_7w_a160_e27_818_amber-ies.ies | [10 empty] | ADAM-57e06989a1e1465e9396ad7f00e3a7af | https://www.assets.signify.com/is/content/Signify/fp929002983501-gis-global | [13 empty] | 470 lumen |  | 818 ¦ CCT of 1800K | 80 | 1800 K | 7 W | 67.00 lm/W | 50 to 60 Hz |  | 470 lumen | 15000 hour(s) | 7 W | 0.7 | 15000 hour(s) | 20000 |  | 0.5 s | 40 W | https://www.lighting.philips.com/link/929002983501_EU/prd/aa/en
FP-929002983601 | LED classic-giant 40W E27 G200 GOLD DIM | 929002983601 | 2020-09-14 00:00:00 |  |  |  |  | G200 ¦ G 200mm | E27 ¦ E27 | 1800 K | 1800 | 43 mA | <lt/>6 | 202 mm | Yes | 7 kWh | 70 % |  |  | 286 mm | 0.5 s | [12 empty] | Yes | [63 empty] | ADAM-3e3ad53138e341d78ec4a89a007d1139 | https://www.assets.signify.com/is/image/PhilipsLighting/b6724dc7f5d04902874ba89a007d1416 | ADAM-c3ddcff3f02a4e52af4fad7800683f3c | https://www.assets.signify.com/is/content/Signify/fp929002983601-pss-global | ADAM-20170707101723435 | https://www.assets.signify.com/is/image/PhilipsLighting/6182d57fb70f4064bf5ea7a900882367 | [8 empty] | ADAM-89951f79a3934a9199ddad5e00933c4a | https://www.docs.signify.com/assets/ies/ledbulb_slr_7w_g200_e27_818_amber-ies.ies | [10 empty] | ADAM-eb31cab87052431c9a48ad7f00e5ccc7 | https://www.assets.signify.com/is/content/Signify/fp929002983601-gis-global | [13 empty] | 470 lumen |  | 818 ¦ CCT of 1800K | 80 | 1800 K | 7 W | 67.00 lm/W | 50 to 60 Hz |  | 470 lumen | 15000 hour(s) | 7 W | 0.7 | 15000 hour(s) | 20000 |  | 0.5 s | 40 W | https://www.lighting.philips.com/link/929002983601_EU/prd/aa/en
FP-929002983701 | LED classic-giant 40W E27 T65 GOLD DIM | 929002983701 | 2020-09-14 00:00:00 |  |  |  |  | T65 ¦ T 65mm | E27 ¦ E27 | 1800 K | 1800 | 43 mA | <lt/>6 | 66 mm | Yes | 7 kWh | 70 % |  |  | 273 mm | 0.5 s | [12 empty] | Yes | [63 empty] | ADAM-85d3db0ed18f4569a08ca89a007d2b95 | https://www.assets.signify.com/is/image/PhilipsLighting/c75f80af620f4341a244a89a007d2d31 | ADAM-d9fe7374ea5648e9aa42ad780066268f | https://www.assets.signify.com/is/content/Signify/fp929002983701-pss-global | ADAM-5d7912901b284875a5b2a8d600663640 | https://www.assets.signify.com/is/image/PhilipsLighting/066c53dd6aee4d1db35ea8d600663abc | [8 empty] | ADAM-6788bee59dd74508b0dbad5e00933cf7 | https://www.docs.signify.com/assets/ies/ledbulb_slr_7w_t65_e27_818_amber-ies.ies | [10 empty] | ADAM-7d7122a0102a40b2a832ad7f00e5bc22 | https://www.assets.signify.com/is/content/Signify/fp929002983701-gis-global | [13 empty] | 470 lumen |  | 818 ¦ CCT of 1800K | 80 | 1800 K | 7 W | 67.00 lm/W | 50 to 60 Hz |  | 470 lumen | 15000 hour(s) | 7 W | 0.7 | 15000 hour(s) | 20000 |  | 0.5 s | 40 W | https://www.lighting.philips.com/link/929002983701_EU/prd/aa/en
FP-929002983801 | LED classic-giant 28W E27 A160 GOLD ND | 929002983801 | 2020-09-14 00:00:00 |  |  |  |  | A160 ¦ A160mm | E27 ¦ E27 | 1800 K | 1800 | 40 mA | <lt/>6 | 162 mm | No | 5 kWh | 70 % |  |  | 293 mm | 0.5 s | [12 empty] | Yes | [63 empty] | ADAM-ca656a45cf4c43cb9b6aad39005b78af | https://www.assets.signify.com/is/image/Signify/ff7ce07ac82f44da95b0ad39005b7bcc | ADAM-82fd32637c7b41afb66aad780064b7c4 | https://www.assets.signify.com/is/content/Signify/fp929002983801-pss-global | ADAM-20170707101722811 | https://www.assets.signify.com/is/image/PhilipsLighting/35eefdde0ed34fef89d6a7a900881f10 | [8 empty] | ADAM-e1538a2a380346f7900cad5e00933da5 | https://www.docs.signify.com/assets/ies/ledbulb_slr_4%2c5w_a160_e27_818_amber-ies.ies | [10 empty] | ADAM-dd6b04b561fa4cb09f0cad7f00e6a439 | https://www.assets.signify.com/is/content/Signify/fp929002983801-gis-global | [13 empty] | 300 lumen |  | 818 ¦ CCT of 1800K | 80 | 1800 K | 4.5 W | 66.00 lm/W | 50 to 60 Hz |  | 300 lumen | 15000 hour(s) | 4.5 W | 0.7 | 15000 hour(s) | 20000 |  | 0.5 s | 28 W | https://www.lighting.philips.com/link/929002983801_EU/prd/aa/en
FP-929002983901 | LED classic-giant 28W E27 G200 GOLD ND | 929002983901 | 2020-09-14 00:00:00 |  |  |  |  | G200 ¦ G 200mm | E27 ¦ E27 | 1800 K | 1800 | 40 mA | <lt/>6 | 202 mm | No | 5 kWh | 70 % |  |  | 286 mm | 0.5 s | [12 empty] | Yes | [63 empty] | ADAM-43074d54dd6e49eaa6b0ad39005b7c8b | https://www.assets.signify.com/is/image/Signify/719ddb58e23444c086c8ad39005b7eb5 | ADAM-a05f4c5cbae04edda7f1ad780062ed3e | https://www.assets.signify.com/is/content/Signify/fp929002983901-pss-global | ADAM-20170707101723435 | https://www.assets.signify.com/is/image/PhilipsLighting/6182d57fb70f4064bf5ea7a900882367 | [8 empty] | ADAM-48b0a26ad55b4dad80c9ad5e00933e7e | https://www.docs.signify.com/assets/ies/ledbulb_slr_4%2c5w_g200_e27_818_amber-ies.ies | [10 empty] | ADAM-0a1bfe03afbe43869d14ad7f00e260fa | https://www.assets.signify.com/is/content/Signify/fp929002983901-gis-global | [13 empty] | 300 lumen |  | 818 ¦ CCT of 1800K | 80 | 1800 K | 4.5 W | 66.00 lm/W | 50 to 60 Hz |  | 300 lumen | 15000 hour(s) | 4.5 W | 0.7 | 15000 hour(s) | 20000 |  | 0.5 s | 28 W | https://www.lighting.philips.com/link/929002983901_EU/prd/aa/en
FP-929002996902 | CoreProLEDspot D8.5-100W R80 E27 827 36D | 929002996902 | 2020-09-14 00:00:00 |  |  |  | 36 degree(s) | R80 ¦ R 80mm | E27 ¦ E27 | 2700 K | Warm White (WW) | 48 mA | <lt/>6 | 80 mm | Only with specific dimmers | 9 kWh | 70 % | 670 lumen | 1400 cd | 112 mm | 0.5 s | Yes | [11 empty] | Yes | [63 empty] | ADAM-871ab71b2fe64a7aa956a8eb0031385f | https://www.assets.signify.com/is/image/PhilipsLighting/ddd6fe52656f4add9e66a8eb003139a9 | ADAM-414263ec805f48df9807ad780065710b | https://www.assets.signify.com/is/content/Signify/fp929002996902-pss-global | ADAM-0bf814a184e94b16b6c6a8ff0021e966 | https://www.assets.signify.com/is/image/PhilipsLighting/4918c5ca5c66424d981da8ff0021ea45 | [8 empty] | ADAM-97ae597baa82453893aead4a00dab348 | https://www.docs.signify.com/assets/ies/ledspots_corepro_9w_r80_e27_827_36d-ies.ies | [8 empty] | ADAM-5243f03d002a4dc6bb15adab017e217a | https://www.assets.signify.com/is/content/Signify/715c58e565694b04b979adab017e23db | ADAM-237255c1220a4db98452ad7f00e63892 | https://www.assets.signify.com/is/content/Signify/fp929002996902-gis-global | [12 empty] | F | 670 lumen |  | 827 ¦ CCT of 2700K | 80 | 2700 K | 9 W | 74.00 lm/W | 50 to 60 Hz |  | 670 lumen | 15000 hour(s) | 9 W | 0.7 |  | 50000 |  | 0.5 s | 100 W | https://www.lighting.philips.com/link/929002996902_EU/prd/aa/en
FP-929002997002 | MAS LEDtube VLE UN 1200mm UO 15.5W830 T8 | 929002997002 | 2020-09-21 00:00:00 |  |  |  | 190 degree(s) | Tube, double-ended | G13 ¦ Medium Bi-Pin Fluorescent | 3000 K | White (WH) | 75 mA | <lt/>6 | 28 mm | No | 16 kWh | 70 % |  |  | 1213 mm | 0.5 s |  |  | -20 °C to 45 °C | [9 empty] | Yes | [63 empty] | ADAM-9ba1b2fb0779419ba3c2aba500a2ff93 | https://www.assets.signify.com/is/image/PhilipsLighting/97d9051be9b842409b36aba500a2ff90 | ADAM-cbd7db3d9b9041648bb3ad5600e5d920 | https://www.assets.signify.com/is/content/Signify/fp929002997002-pss-global | ADAM-124886 | https://www.assets.signify.com/is/image/PhilipsLighting/e695b58cb4064cb7a8b7a4ad01802911 |  |  | ADAM-4c09ef758c804b5c8bc7ae7600a03bfd | https://www.assets.signify.com/is/content/Signify/696d36dcc9584a20a619ae7600a0433c |  |  |  |  | ADAM-2af3346072484f5894fdad5000ab1ed1 | https://www.docs.signify.com/assets/ies/ledtube_mas_1_15%2c5w_g13_2300lm_830-ies.ies | [8 empty] | ADAM-29350169a4b54f9e98b3adad017b98ff | https://www.assets.signify.com/is/content/Signify/e0484201936943118618adad017b9bbd | ADAM-4e2b3450fa124468b3c9ad5600b25299 | https://www.assets.signify.com/is/content/Signify/fp929002997002-gis-global | [12 empty] | D | 2300 lumen |  | 830 ¦ CCT of 3000K | 80 | 3000 K | 15.5 W | 148.00 lm/W | 50 to 60 Hz |  | 2300 lumen | 60000 hour(s) | 15.5 W | 0.9 |  | 50000 |  | 0.5 s |  | https://www.lighting.philips.com/link/929002997002_EU/prd/aa/en
FP-929002997102 | MAS LEDtube VLE UN 1200mm UO 15.5W840 T8 | 929002997102 | 2020-09-21 00:00:00 |  |  |  | 190 degree(s) | Tube, double-ended | G13 ¦ Medium Bi-Pin Fluorescent | 4000 K | Cool White (CW) | 75 mA | <lt/>6 | 28 mm | No | 16 kWh | 70 % |  |  | 1213 mm | 0.5 s |  |  | -20 °C to 45 °C | [9 empty] | Yes | [63 empty] | ADAM-9ba1b2fb0779419ba3c2aba500a2ff93 | https://www.assets.signify.com/is/image/PhilipsLighting/97d9051be9b842409b36aba500a2ff90 | ADAM-8a17d4eb425a493a997fad5600e539eb | https://www.assets.signify.com/is/content/Signify/fp929002997102-pss-global | ADAM-124886 | https://www.assets.signify.com/is/image/PhilipsLighting/e695b58cb4064cb7a8b7a4ad01802911 |  |  | ADAM-4c09ef758c804b5c8bc7ae7600a03bfd | https://www.assets.signify.com/is/content/Signify/696d36dcc9584a20a619ae7600a0433c |  |  |  |  | ADAM-1efbaa63a8a54dae8866ad5000ab1fee | https://www.docs.signify.com/assets/ies/ledtube_mas_1_15%2c5w_g13_2500lm_840-ies.ies | [8 empty] | ADAM-99b698a69a3b49b6bc55adad0176285b | https://www.assets.signify.com/is/content/Signify/79167f5e25b54222966badad01762c0e | ADAM-6cd31e61215c49798a8aad5600b93a10 | https://www.assets.signify.com/is/content/Signify/fp929002997102-gis-global | [12 empty] | C | 2500 lumen |  | 840 ¦ CCT of 4000K | 80 | 4000 K | 15.5 W | 161 lm/W | 50 to 60 Hz |  | 2500 lumen | 60000 hour(s) | 15.5 W | 0.9 |  | 50000 |  | 0.5 s |  | https://www.lighting.philips.com/link/929002997102_EU/prd/aa/en
FP-929002997202 | MAS LEDtube VLE UN 1200mm UO 15.5W865 T8 | 929002997202 | 2020-09-21 00:00:00 |  |  |  | 190 degree(s) | Tube, double-ended | G13 ¦ Medium Bi-Pin Fluorescent | 6500 K | Cool Daylight | 75 mA | <lt/>6 | 28 mm | No | 16 kWh | 70 % |  |  | 1213 mm | 0.5 s |  |  | -20 °C to 45 °C | [9 empty] | Yes | [63 empty] | ADAM-9ba1b2fb0779419ba3c2aba500a2ff93 | https://www.assets.signify.com/is/image/PhilipsLighting/97d9051be9b842409b36aba500a2ff90 | ADAM-0ee78942f8684892b26fad5600c32f4c | https://www.assets.signify.com/is/content/Signify/fp929002997202-pss-global | ADAM-124886 | https://www.assets.signify.com/is/image/PhilipsLighting/e695b58cb4064cb7a8b7a4ad01802911 |  |  | ADAM-4c09ef758c804b5c8bc7ae7600a03bfd | https://www.assets.signify.com/is/content/Signify/696d36dcc9584a20a619ae7600a0433c |  |  |  |  | ADAM-4670d0bd857149b7a3ddad5000ab20f4 | https://www.docs.signify.com/assets/ies/ledtube_mas_1_15%2c5w_g13_2500lm_865-ies.ies | [8 empty] | ADAM-832ad5cfd6964193b40aadad0176b489 | https://www.assets.signify.com/is/content/Signify/4da93c0397954d4580e7adad0176b7f6 | ADAM-36a5713b390948c7a05fad5600bd59a3 | https://www.assets.signify.com/is/content/Signify/fp929002997202-gis-global | [12 empty] | C | 2500 lumen |  | 865 ¦ CCT of 6500K | 80 | 6500 K | 15.5 W | 161 lm/W | 50 to 60 Hz |  | 2500 lumen | 60000 hour(s) | 15.5 W | 0.9 |  | 50000 |  | 0.5 s |  | https://www.lighting.philips.com/link/929002997202_EU/prd/aa/en
FP-929002997302 | MAS LEDtube VLE UN 1500mm UO 23W830 T8 | 929002997302 | 2020-09-21 00:00:00 |  |  |  | 190 degree(s) | Tube, double-ended | G13 ¦ Medium Bi-Pin Fluorescent | 3000 K | White (WH) | 106 mA | <lt/>6 | 28 mm | No | 23 kWh | 70 % |  |  | 1514 mm | 0.5 s |  |  | -20 °C to 45 °C | [9 empty] | Yes | [63 empty] | ADAM-9ba1b2fb0779419ba3c2aba500a2ff93 | https://www.assets.signify.com/is/image/PhilipsLighting/97d9051be9b842409b36aba500a2ff90 | ADAM-6832ae30f2aa46d78b71ad5600b7947a | https://www.assets.signify.com/is/content/Signify/fp929002997302-pss-global | ADAM-124886 | https://www.assets.signify.com/is/image/PhilipsLighting/e695b58cb4064cb7a8b7a4ad01802911 |  |  | ADAM-4c09ef758c804b5c8bc7ae7600a03bfd | https://www.assets.signify.com/is/content/Signify/696d36dcc9584a20a619ae7600a0433c |  |  |  |  | ADAM-650a739352584ae789f1ad5000ab21aa | https://www.docs.signify.com/assets/ies/ledtube_mas_1_23w_g13_3400lm_830-ies.ies | [8 empty] | ADAM-fec336ea06c4452f9daeadad017c04d3 | https://www.assets.signify.com/is/content/Signify/74e65dbc3b8e4bcc8ba5adad017c064e | ADAM-608ab6b7cd9048428e05ad5600bc58c0 | https://www.assets.signify.com/is/content/Signify/fp929002997302-gis-global | [12 empty] | D | 3400 lumen |  | 830 ¦ CCT of 3000K | 80 | 3000 K | 23 W | 147.00 lm/W | 50 to 60 Hz |  | 3400 lumen | 60000 hour(s) | 23 W | 0.9 |  | 50000 |  | 0.5 s |  | https://www.lighting.philips.com/link/929002997302_EU/prd/aa/en
FP-929002997402 | MAS LEDtube VLE UN 1500mm UO 23W840 T8 | 929002997402 | 2020-09-21 00:00:00 |  |  |  | 190 degree(s) | Tube, double-ended | G13 ¦ Medium Bi-Pin Fluorescent | 4000 K | Cool White (CW) | 106 mA | <lt/>6 | 28 mm | No | 23 kWh | 70 % |  |  | 1514 mm | 0.5 s |  |  | -20 °C to 45 °C | [9 empty] | Yes | [63 empty] | ADAM-9ba1b2fb0779419ba3c2aba500a2ff93 | https://www.assets.signify.com/is/image/PhilipsLighting/97d9051be9b842409b36aba500a2ff90 | ADAM-ce70a049cb8f4dd68271ad5600ea68d2 | https://www.assets.signify.com/is/content/Signify/fp929002997402-pss-global | ADAM-124886 | https://www.assets.signify.com/is/image/PhilipsLighting/e695b58cb4064cb7a8b7a4ad01802911 |  |  | ADAM-4c09ef758c804b5c8bc7ae7600a03bfd | https://www.assets.signify.com/is/content/Signify/696d36dcc9584a20a619ae7600a0433c |  |  |  |  | ADAM-7614339bbe22439ebc8ead5000ab22d3 | https://www.docs.signify.com/assets/ies/ledtube_mas_1_23w_g13_3700lm_840-ies.ies | [8 empty] | ADAM-a007b1d83d4d419d84adadad017756a1 | https://www.assets.signify.com/is/content/Signify/d5bcb16c630b4e34af75adad01775a41 | ADAM-b2cb133ebab846208014ad5600b952e9 | https://www.assets.signify.com/is/content/Signify/fp929002997402-gis-global | [12 empty] | C | 3700 lumen |  | 840 ¦ CCT of 4000K | 80 | 4000 K | 23 W | 160 lm/W | 50 to 60 Hz |  | 3700 lumen | 60000 hour(s) | 23 W | 0.9 |  | 50000 |  | 0.5 s |  | https://www.lighting.philips.com/link/929002997402_EU/prd/aa/en
FP-929002997502 | MAS LEDtube VLE UN 1500mm UO 23W865 T8 | 929002997502 | 2020-09-21 00:00:00 |  |  |  | 190 degree(s) | Tube, double-ended | G13 ¦ Medium Bi-Pin Fluorescent | 6500 K | Cool Daylight | 106 mA | <lt/>6 | 28 mm | No | 23 kWh | 70 % |  |  | 1514 mm | 0.5 s |  |  | -20 °C to 45 °C | [9 empty] | Yes | [63 empty] | ADAM-9ba1b2fb0779419ba3c2aba500a2ff93 | https://www.assets.signify.com/is/image/PhilipsLighting/97d9051be9b842409b36aba500a2ff90 | ADAM-516b37e0a10b45059a64ad5600d36627 | https://www.assets.signify.com/is/content/Signify/fp929002997502-pss-global | ADAM-124886 | https://www.assets.signify.com/is/image/PhilipsLighting/e695b58cb4064cb7a8b7a4ad01802911 |  |  | ADAM-4c09ef758c804b5c8bc7ae7600a03bfd | https://www.assets.signify.com/is/content/Signify/696d36dcc9584a20a619ae7600a0433c |  |  |  |  | ADAM-0194da75eb5443fa907cad5000ab244f | https://www.docs.signify.com/assets/ies/ledtube_mas_1_23w_g13_3700lm_865-ies.ies | [8 empty] | ADAM-595a3553809a4ec79739adad0177e541 | https://www.assets.signify.com/is/content/Signify/e8162e45440a44778008adad0177e6aa | ADAM-5bc1d963c6444ca6bbdead5600b364ab | https://www.assets.signify.com/is/content/Signify/fp929002997502-gis-global | [12 empty] | C | 3700 lumen |  | 865 ¦ CCT of 6500K | 80 | 6500 K | 23 W | 160 lm/W | 50 to 60 Hz |  | 3700 lumen | 60000 hour(s) | 23 W | 0.9 |  | 50000 |  | 0.5 s |  | https://www.lighting.philips.com/link/929002997502_EU/prd/aa/en
FP-929002997602 | MAS LEDtube VLE 1200mm UO 15.5W 830 T8 | 929002997602 | 2020-09-21 00:00:00 |  |  |  | 190 degree(s) | Tube, double-ended | G13 ¦ Medium Bi-Pin Fluorescent | 3000 K | White (WH) |  | <lt/>6 | 28 mm | No | 16 kWh | 70 % |  |  | 1213 mm | 0.5 s |  |  | -20 °C to 45 °C | [9 empty] | Yes | [63 empty] | ADAM-fd7304589a0c4ca493d8aa0200ba613b | https://www.assets.signify.com/is/image/PhilipsLighting/235f0c1ef6424fa88fe9aa0200ba62a6 | ADAM-4933dacb79a14f7bbe28aced016ba85d | https://www.assets.signify.com/is/content/Signify/fp929002997602-pss-global | ADAM-4b5886dd3fd443b2a762aa0200b9fa34 | https://www.assets.signify.com/is/image/PhilipsLighting/408fbc90b2384f2fbc9daa0200b9fd8a |  |  | ADAM-269f582b68ed405d8c7eadc501500b44 | https://www.assets.signify.com/is/content/Signify/123bbd0a42c8464dbff3adc5015011a9 |  |  |  |  | ADAM-a373012818684e84bf36ace700236c56 | https://www.docs.signify.com/assets/ies/ledtube_mas_15%2c5w_g13_2300lm_830-ies.ies | [8 empty] | ADAM-85e2dce3089c48e3b31cae7001170a6d | https://www.assets.signify.com/is/content/Signify/7a193039ef414231b084ae7001171557 | ADAM-0c3da5c0728645b0b616aced0168a9af | https://www.assets.signify.com/is/content/Signify/fp929002997602-gis-global |  |  |  |  | ADAM-2ece555efbbf4aefbb3caf18008818e3 | https://www.assets.signify.com/is/content/Signify/e2eb215900ac42b5a6fbaf180088204b | ADAM-dd5b1cb345fa4da8bcdcaf32007fbb42;ADAM-fb489b9de7894bf9bca0afdc006fe424;ADAM-51b7379269e54f909965afdc006fee1f | https://www.assets.signify.com/is/content/Signify/31ac9375c9ba48fe9dadaf32007fc97e;https://www.assets.signify.com/is/content/Signify/af9b2867d9e9416cb8bfafdc006fe413;https://www.assets.signify.com/is/content/Signify/0bf04182e1cc4a3ca333afdc006fee18 |  |  |  |  | D | 2300 lumen |  | 830 ¦ CCT of 3000K | 80 | 3000 K | 15.5 W | 148.00 lm/W | 50 to 60 Hz |  | 2300 lumen | 60000 hour(s) | 15.5 W | 0.9 |  | 200000 |  | 0.5 s |  | https://www.lighting.philips.com/link/929002997602_EU/prd/aa/en
FP-929002997702 | MAS LEDtube VLE 1200mm UO 15.5W 840 T8 | 929002997702 | 2020-09-21 00:00:00 |  |  |  | 190 degree(s) | Tube, double-ended | G13 ¦ Medium Bi-Pin Fluorescent | 4000 K | Cool White (CW) |  | <lt/>6 | 28 mm | No | 16 kWh | 70 % |  |  | 1213 mm | 0.5 s |  |  | -20 °C to 45 °C | [9 empty] | Yes | [63 empty] | ADAM-fd7304589a0c4ca493d8aa0200ba613b | https://www.assets.signify.com/is/image/PhilipsLighting/235f0c1ef6424fa88fe9aa0200ba62a6 | ADAM-6ad7e8b54f9a46c4b7e5aced01734e07 | https://www.assets.signify.com/is/content/Signify/fp929002997702-pss-global | ADAM-4b5886dd3fd443b2a762aa0200b9fa34 | https://www.assets.signify.com/is/image/PhilipsLighting/408fbc90b2384f2fbc9daa0200b9fd8a |  |  | ADAM-269f582b68ed405d8c7eadc501500b44 | https://www.assets.signify.com/is/content/Signify/123bbd0a42c8464dbff3adc5015011a9 |  |  |  |  | ADAM-2688211c0b654b408813ace700237004 | https://www.docs.signify.com/assets/ies/ledtube_mas_15%2c5w_g13_2500lm_840-ies.ies | [8 empty] | ADAM-3fcd2c57a18b44d29447ae7001193f8e | https://www.assets.signify.com/is/content/Signify/e14e3172340b436ea272ae7001194983 | ADAM-792ee73995b74ee98517aced016a0741 | https://www.assets.signify.com/is/content/Signify/fp929002997702-gis-global |  |  |  |  | ADAM-2ece555efbbf4aefbb3caf18008818e3 | https://www.assets.signify.com/is/content/Signify/e2eb215900ac42b5a6fbaf180088204b | ADAM-dd5b1cb345fa4da8bcdcaf32007fbb42;ADAM-fb489b9de7894bf9bca0afdc006fe424;ADAM-51b7379269e54f909965afdc006fee1f | https://www.assets.signify.com/is/content/Signify/31ac9375c9ba48fe9dadaf32007fc97e;https://www.assets.signify.com/is/content/Signify/af9b2867d9e9416cb8bfafdc006fe413;https://www.assets.signify.com/is/content/Signify/0bf04182e1cc4a3ca333afdc006fee18 |  |  |  |  | C | 2500 lumen |  | 840 ¦ CCT of 4000K | 80 | 4000 K | 15.5 W | 161 lm/W | 50 to 60 Hz |  | 2500 lumen | 60000 hour(s) | 15.5 W | 0.9 |  | 200000 |  | 0.5 s |  | https://www.lighting.philips.com/link/929002997702_EU/prd/aa/en
FP-929002997802 | MAS LEDtube VLE 1200mm UO 15.5W 865 T8 | 929002997802 | 2020-09-21 00:00:00 |  |  |  | 190 degree(s) | Tube, double-ended | G13 ¦ Medium Bi-Pin Fluorescent | 6500 K | Cool Daylight |  | <lt/>6 | 28 mm | No | 16 kWh | 70 % |  |  | 1213 mm | 0.5 s |  |  | -20 °C to 45 °C | [9 empty] | Yes | [63 empty] | ADAM-fd7304589a0c4ca493d8aa0200ba613b | https://www.assets.signify.com/is/image/PhilipsLighting/235f0c1ef6424fa88fe9aa0200ba62a6 | ADAM-70a5a3049a5b4a3ebae9aced01745c3e | https://www.assets.signify.com/is/content/Signify/fp929002997802-pss-global | ADAM-4b5886dd3fd443b2a762aa0200b9fa34 | https://www.assets.signify.com/is/image/PhilipsLighting/408fbc90b2384f2fbc9daa0200b9fd8a |  |  | ADAM-269f582b68ed405d8c7eadc501500b44 | https://www.assets.signify.com/is/content/Signify/123bbd0a42c8464dbff3adc5015011a9 |  |  |  |  | ADAM-121ca167f5884fc1bb39ace700237345 | https://www.docs.signify.com/assets/ies/ledtube_mas_15%2c5w_g13_2500lm_865-ies.ies | [8 empty] | ADAM-384b6768b98a4f619778ae7001192fd5 | https://www.assets.signify.com/is/content/Signify/9c01c7f2547b486fb6a0ae700119377e | ADAM-6f0ac820d99c4fcda247aced016a3451 | https://www.assets.signify.com/is/content/Signify/fp929002997802-gis-global |  |  |  |  | ADAM-2ece555efbbf4aefbb3caf18008818e3 | https://www.assets.signify.com/is/content/Signify/e2eb215900ac42b5a6fbaf180088204b | ADAM-dd5b1cb345fa4da8bcdcaf32007fbb42;ADAM-fb489b9de7894bf9bca0afdc006fe424;ADAM-51b7379269e54f909965afdc006fee1f | https://www.assets.signify.com/is/content/Signify/31ac9375c9ba48fe9dadaf32007fc97e;https://www.assets.signify.com/is/content/Signify/af9b2867d9e9416cb8bfafdc006fe413;https://www.assets.signify.com/is/content/Signify/0bf04182e1cc4a3ca333afdc006fee18 |  |  |  |  | C | 2500 lumen |  | 865 ¦ CCT of 6500K | 80 | 6500 K | 15.5 W | 161 lm/W | 50 to 60 Hz |  | 2500 lumen | 60000 hour(s) | 15.5 W | 0.9 |  | 200000 |  | 0.5 s |  | https://www.lighting.philips.com/link/929002997802_EU/prd/aa/en
FP-929002997902 | MAS LEDtube VLE 1500mm UO 23W 830 T8 | 929002997902 | 2020-09-21 00:00:00 |  |  |  | 190 degree(s) | Tube, double-ended | G13 ¦ Medium Bi-Pin Fluorescent | 3000 K | White (WH) |  | <lt/>6 | 28 mm | No | 23 kWh | 70 % |  |  | 1514 mm | 0.5 s |  |  | -20 °C to 45 °C | [9 empty] | Yes | [63 empty] | ADAM-fd7304589a0c4ca493d8aa0200ba613b | https://www.assets.signify.com/is/image/PhilipsLighting/235f0c1ef6424fa88fe9aa0200ba62a6 | ADAM-8fa32025c8724617935aaced016b7cfe | https://www.assets.signify.com/is/content/Signify/fp929002997902-pss-global | ADAM-4b5886dd3fd443b2a762aa0200b9fa34 | https://www.assets.signify.com/is/image/PhilipsLighting/408fbc90b2384f2fbc9daa0200b9fd8a |  |  | ADAM-269f582b68ed405d8c7eadc501500b44 | https://www.assets.signify.com/is/content/Signify/123bbd0a42c8464dbff3adc5015011a9 |  |  |  |  | ADAM-4ce3551aba7f43158e00ace700237534 | https://www.docs.signify.com/assets/ies/ledtube_mas_23w_g13_3400lm_830-ies.ies | [8 empty] | ADAM-39cdc3153b4a47fb8577ae70011b4926 | https://www.assets.signify.com/is/content/Signify/e08094e8cf014f34835dae70011b5207 | ADAM-9d7b8afd98614054b39faced016b6620 | https://www.assets.signify.com/is/content/Signify/fp929002997902-gis-global |  |  |  |  | ADAM-2ece555efbbf4aefbb3caf18008818e3 | https://www.assets.signify.com/is/content/Signify/e2eb215900ac42b5a6fbaf180088204b | ADAM-dd5b1cb345fa4da8bcdcaf32007fbb42;ADAM-fb489b9de7894bf9bca0afdc006fe424;ADAM-51b7379269e54f909965afdc006fee1f | https://www.assets.signify.com/is/content/Signify/31ac9375c9ba48fe9dadaf32007fc97e;https://www.assets.signify.com/is/content/Signify/af9b2867d9e9416cb8bfafdc006fe413;https://www.assets.signify.com/is/content/Signify/0bf04182e1cc4a3ca333afdc006fee18 |  |  |  |  | D | 3400 lumen |  | 830 ¦ CCT of 3000K | 80 | 3000 K | 23 W | 147.00 lm/W | 50 to 60 Hz |  | 3400 lumen | 60000 hour(s) | 23 W | 0.9 |  | 200000 |  | 0.5 s |  | https://www.lighting.philips.com/link/929002997902_EU/prd/aa/en
FP-929002998002 | MAS LEDtube VLE 1500mm UO 23W 840 T8 | 929002998002 | 2020-09-21 00:00:00 |  |  |  | 190 degree(s) | Tube, double-ended | G13 ¦ Medium Bi-Pin Fluorescent | 4000 K | Cool White (CW) |  | <lt/>6 | 28 mm | No | 23 kWh | 70 % |  |  | 1514 mm | 0.5 s |  |  | -20 °C to 45 °C | [9 empty] | Yes | [63 empty] | ADAM-fd7304589a0c4ca493d8aa0200ba613b | https://www.assets.signify.com/is/image/PhilipsLighting/235f0c1ef6424fa88fe9aa0200ba62a6 | ADAM-7057d0e565de4a9a90ddaced01779984 | https://www.assets.signify.com/is/content/Signify/fp929002998002-pss-global | ADAM-4b5886dd3fd443b2a762aa0200b9fa34 | https://www.assets.signify.com/is/image/PhilipsLighting/408fbc90b2384f2fbc9daa0200b9fd8a |  |  | ADAM-269f582b68ed405d8c7eadc501500b44 | https://www.assets.signify.com/is/content/Signify/123bbd0a42c8464dbff3adc5015011a9 |  |  |  |  | ADAM-7f16a35bd43846d6bfbaace7002377e8 | https://www.docs.signify.com/assets/ies/ledtube_mas_23w_g13_3700lm_840-ies.ies | [8 empty] | ADAM-1100ab4ecf5140c9a88eae70011b2539 | https://www.assets.signify.com/is/content/Signify/46e17c804bf44995b314ae70011b3040 | ADAM-69a736560b324c158c79aced01694ed9 | https://www.assets.signify.com/is/content/Signify/fp929002998002-gis-global |  |  |  |  | ADAM-2ece555efbbf4aefbb3caf18008818e3 | https://www.assets.signify.com/is/content/Signify/e2eb215900ac42b5a6fbaf180088204b | ADAM-dd5b1cb345fa4da8bcdcaf32007fbb42;ADAM-fb489b9de7894bf9bca0afdc006fe424;ADAM-51b7379269e54f909965afdc006fee1f | https://www.assets.signify.com/is/content/Signify/31ac9375c9ba48fe9dadaf32007fc97e;https://www.assets.signify.com/is/content/Signify/af9b2867d9e9416cb8bfafdc006fe413;https://www.assets.signify.com/is/content/Signify/0bf04182e1cc4a3ca333afdc006fee18 |  |  |  |  | C | 3700 lumen |  | 840 ¦ CCT of 4000K | 80 | 4000 K | 23 W | 160 lm/W | 50 to 60 Hz |  | 3700 lumen | 60000 hour(s) | 23 W | 0.9 |  | 200000 |  | 0.5 s |  | https://www.lighting.philips.com/link/929002998002_EU/prd/aa/en
FP-929002998102 | MAS LEDtube VLE 1500mm UO 23W 865 T8 | 929002998102 | 2020-09-21 00:00:00 |  |  |  | 190 degree(s) | Tube, double-ended | G13 ¦ Medium Bi-Pin Fluorescent | 6500 K | Cool Daylight |  | <lt/>6 | 28 mm | No | 23 kWh | 70 % |  |  | 1514 mm | 0.5 s |  |  | -20 °C to 45 °C | [9 empty] | Yes | [63 empty] | ADAM-fd7304589a0c4ca493d8aa0200ba613b | https://www.assets.signify.com/is/image/PhilipsLighting/235f0c1ef6424fa88fe9aa0200ba62a6 | ADAM-839daea417c9431190b5aced01772f97 | https://www.assets.signify.com/is/content/Signify/fp929002998102-pss-global | ADAM-4b5886dd3fd443b2a762aa0200b9fa34 | https://www.assets.signify.com/is/image/PhilipsLighting/408fbc90b2384f2fbc9daa0200b9fd8a |  |  | ADAM-269f582b68ed405d8c7eadc501500b44 | https://www.assets.signify.com/is/content/Signify/123bbd0a42c8464dbff3adc5015011a9 |  |  |  |  | ADAM-3c442db044c24c8d9371ace700237a3e | https://www.docs.signify.com/assets/ies/ledtube_mas_23w_g13_3700lm_865-ies.ies | [8 empty] | ADAM-417254da36c04879a330ae70011d3092 | https://www.assets.signify.com/is/content/Signify/c475aa9226f044ffb4e9ae70011d3812 | ADAM-b911dad3df334ff2acb1aced016c230a | https://www.assets.signify.com/is/content/Signify/fp929002998102-gis-global |  |  |  |  | ADAM-2ece555efbbf4aefbb3caf18008818e3 | https://www.assets.signify.com/is/content/Signify/e2eb215900ac42b5a6fbaf180088204b | ADAM-dd5b1cb345fa4da8bcdcaf32007fbb42;ADAM-fb489b9de7894bf9bca0afdc006fe424;ADAM-51b7379269e54f909965afdc006fee1f | https://www.assets.signify.com/is/content/Signify/31ac9375c9ba48fe9dadaf32007fc97e;https://www.assets.signify.com/is/content/Signify/af9b2867d9e9416cb8bfafdc006fe413;https://www.assets.signify.com/is/content/Signify/0bf04182e1cc4a3ca333afdc006fee18 |  |  |  |  | C | 3700 lumen |  | 865 ¦ CCT of 6500K | 80 | 6500 K | 23 W | 160 lm/W | 50 to 60 Hz |  | 3700 lumen | 60000 hour(s) | 23 W | 0.9 |  | 200000 |  | 0.5 s |  | https://www.lighting.philips.com/link/929002998102_EU/prd/aa/en
FP-929002998202 | MAS LEDtube 1200mm UO 14.7W 830 T8 | 929002998202 | 2020-09-21 00:00:00 |  |  |  | 160 degree(s) | Tube, double-ended | G13 ROT (Rotating) ¦ Medium Bi-Pin Fluorescent | 3000 K | White (WH) |  | <lt/>6 | 28 mm | No | 15 kWh | 70 % |  |  | 1213 mm | 0.5 s |  |  | -20 °C to 45 °C | [9 empty] | Yes | [63 empty] | ADAM-20161227071115325 | https://www.assets.signify.com/is/image/PhilipsLighting/ba4a1ee7df8f4a07907ba6e900657930 | ADAM-6f6e75e18ace46978165ace80087d20e | https://www.assets.signify.com/is/content/Signify/fp929002998202-pss-global | ADAM-124886 | https://www.assets.signify.com/is/image/PhilipsLighting/e695b58cb4064cb7a8b7a4ad01802911 |  |  | ADAM-269f582b68ed405d8c7eadc501500b44 | https://www.assets.signify.com/is/content/Signify/123bbd0a42c8464dbff3adc5015011a9 |  |  |  |  | ADAM-6e9433a20e6e43a2abb4ace500ea1e69 | https://www.docs.signify.com/assets/ies/ledtube_mas_14%2c7w_g13_2300lm_830-ies.ies | [8 empty] | ADAM-38c56120370649c6bbc2aeb3009593d9 | https://www.assets.signify.com/is/content/Signify/3898a2cb9b074b74b414aeb3009594b2 | ADAM-822cd9d1f52c4c6296bdace800715135 | https://www.assets.signify.com/is/content/Signify/fp929002998202-gis-global |  |  |  |  | ADAM-2ece555efbbf4aefbb3caf18008818e3 | https://www.assets.signify.com/is/content/Signify/e2eb215900ac42b5a6fbaf180088204b | ADAM-dd5b1cb345fa4da8bcdcaf32007fbb42;ADAM-fb489b9de7894bf9bca0afdc006fe424;ADAM-51b7379269e54f909965afdc006fee1f | https://www.assets.signify.com/is/content/Signify/31ac9375c9ba48fe9dadaf32007fc97e;https://www.assets.signify.com/is/content/Signify/af9b2867d9e9416cb8bfafdc006fe413;https://www.assets.signify.com/is/content/Signify/0bf04182e1cc4a3ca333afdc006fee18 |  |  |  |  | D | 2300 lumen |  | 830 ¦ CCT of 3000K | 80 | 3000 K | 14.7 W | 156 lm/W | 50 to 60 Hz |  | 2300 lumen | 75000 hour(s) | 14.7 W | 0.9 |  | 200000 |  | 0.5 s |  | https://www.lighting.philips.com/link/929002998202_EU/prd/aa/en
FP-929002998302 | MAS LEDtube 1200mm UO 14.7W 840 T8 | 929002998302 | 2020-09-21 00:00:00 |  |  |  | 160 degree(s) | Tube, double-ended | G13 ROT (Rotating) ¦ Medium Bi-Pin Fluorescent | 4000 K | Cool White (CW) |  | <lt/>6 | 28 mm | No | 15 kWh | 70 % |  |  | 1213 mm | 0.5 s |  |  | -20 °C to 45 °C | [9 empty] | Yes | [63 empty] | ADAM-20161227071115325 | https://www.assets.signify.com/is/image/PhilipsLighting/ba4a1ee7df8f4a07907ba6e900657930 | ADAM-98aadfdd68c143248d66ace80089773a | https://www.assets.signify.com/is/content/Signify/fp929002998302-pss-global | ADAM-124886 | https://www.assets.signify.com/is/image/PhilipsLighting/e695b58cb4064cb7a8b7a4ad01802911 |  |  | ADAM-269f582b68ed405d8c7eadc501500b44 | https://www.assets.signify.com/is/content/Signify/123bbd0a42c8464dbff3adc5015011a9 |  |  |  |  | ADAM-1b099bc8a8604ec4b206ace200f86038 | https://www.docs.signify.com/assets/ies/ledtube_mas_14%2c7w_g13_2500lm_840-ies.ies | [8 empty] | ADAM-77ab4e7dc62c4d24b36daeb300960e1b | https://www.assets.signify.com/is/content/Signify/93d81facc2b74c658288aeb3009610e2 | ADAM-ea91a2b77c5649ec8819ace8006de23a | https://www.assets.signify.com/is/content/Signify/fp929002998302-gis-global |  |  |  |  | ADAM-2ece555efbbf4aefbb3caf18008818e3 | https://www.assets.signify.com/is/content/Signify/e2eb215900ac42b5a6fbaf180088204b | ADAM-dd5b1cb345fa4da8bcdcaf32007fbb42;ADAM-fb489b9de7894bf9bca0afdc006fe424;ADAM-51b7379269e54f909965afdc006fee1f | https://www.assets.signify.com/is/content/Signify/31ac9375c9ba48fe9dadaf32007fc97e;https://www.assets.signify.com/is/content/Signify/af9b2867d9e9416cb8bfafdc006fe413;https://www.assets.signify.com/is/content/Signify/0bf04182e1cc4a3ca333afdc006fee18 |  |  |  |  | C | 2500 lumen |  | 840 ¦ CCT of 4000K | 80 | 4000 K | 14.7 W | 170 lm/W | 50 to 60 Hz |  | 2500 lumen | 75000 hour(s) | 14.7 W | 0.9 |  | 200000 |  | 0.5 s |  | https://www.lighting.philips.com/link/929002998302_EU/prd/aa/en
FP-929002998402 | MAS LEDtube 1200mm UO 14.7W 865 T8 | 929002998402 | 2020-09-21 00:00:00 |  |  |  | 160 degree(s) | Tube, double-ended | G13 ROT (Rotating) ¦ Medium Bi-Pin Fluorescent | 6500 K | Cool Daylight |  | <lt/>6 | 28 mm | No | 15 kWh | 70 % |  |  | 1213 mm | 0.5 s |  |  | -20 °C to 45 °C | [9 empty] | Yes | [63 empty] | ADAM-20161227071115325 | https://www.assets.signify.com/is/image/PhilipsLighting/ba4a1ee7df8f4a07907ba6e900657930 | ADAM-3d628214be824d2d8a80ace8006797d4 | https://www.assets.signify.com/is/content/Signify/fp929002998402-pss-global | ADAM-124886 | https://www.assets.signify.com/is/image/PhilipsLighting/e695b58cb4064cb7a8b7a4ad01802911 |  |  | ADAM-269f582b68ed405d8c7eadc501500b44 | https://www.assets.signify.com/is/content/Signify/123bbd0a42c8464dbff3adc5015011a9 |  |  |  |  | ADAM-86a76e0ceb2f418593e5ace200f86960 | https://www.docs.signify.com/assets/ies/ledtube_mas_14%2c7w_g13_2500lm_865-ies.ies | [8 empty] | ADAM-6170c91de42a4fa9a842aeb30096a0d7 | https://www.assets.signify.com/is/content/Signify/a7bd6c5b8b0e4a54b7edaeb30096a3d5 | ADAM-c1d2e3755c9b43728298ace800746c6a | https://www.assets.signify.com/is/content/Signify/fp929002998402-gis-global |  |  |  |  | ADAM-2ece555efbbf4aefbb3caf18008818e3 | https://www.assets.signify.com/is/content/Signify/e2eb215900ac42b5a6fbaf180088204b | ADAM-dd5b1cb345fa4da8bcdcaf32007fbb42;ADAM-fb489b9de7894bf9bca0afdc006fe424;ADAM-51b7379269e54f909965afdc006fee1f | https://www.assets.signify.com/is/content/Signify/31ac9375c9ba48fe9dadaf32007fc97e;https://www.assets.signify.com/is/content/Signify/af9b2867d9e9416cb8bfafdc006fe413;https://www.assets.signify.com/is/content/Signify/0bf04182e1cc4a3ca333afdc006fee18 |  |  |  |  | C | 2500 lumen |  | 865 ¦ CCT of 6500K | 80 | 6500 K | 14.7 W | 170 lm/W | 50 to 60 Hz |  | 2500 lumen | 75000 hour(s) | 14.7 W | 0.9 |  | 200000 |  | 0.5 s |  | https://www.lighting.philips.com/link/929002998402_EU/prd/aa/en
FP-929002998502 | MAS LEDtube 1500mm UO 21.7W 830 T8 | 929002998502 | 2020-09-21 00:00:00 |  |  |  | 160 degree(s) | Tube, double-ended | G13 ROT (Rotating) ¦ Medium Bi-Pin Fluorescent | 3000 K | White (WH) |  | <lt/>6 | 28 mm | No | 22 kWh | 70 % |  |  | 1514 mm | 0.5 s |  |  | -20 °C to 45 °C | [9 empty] | Yes | [63 empty] | ADAM-20161227071115325 | https://www.assets.signify.com/is/image/PhilipsLighting/ba4a1ee7df8f4a07907ba6e900657930 | ADAM-8b2d101ca665418da6e7ace80085231a | https://www.assets.signify.com/is/content/Signify/fp929002998502-pss-global | ADAM-124886 | https://www.assets.signify.com/is/image/PhilipsLighting/e695b58cb4064cb7a8b7a4ad01802911 |  |  | ADAM-269f582b68ed405d8c7eadc501500b44 | https://www.assets.signify.com/is/content/Signify/123bbd0a42c8464dbff3adc5015011a9 |  |  |  |  | ADAM-337157c09cf0491f973eace200f875e1 | https://www.docs.signify.com/assets/ies/ledtube_mas_21%2c7w_g13_3400lm_830-ies.ies | [8 empty] | ADAM-55846296cb9f4c52a1f5aeb30097462d | https://www.assets.signify.com/is/content/Signify/b47913aea5c142099c86aeb3009747ca | ADAM-003d31d9ac144652b4b0ace80075fbf7 | https://www.assets.signify.com/is/content/Signify/fp929002998502-gis-global |  |  |  |  | ADAM-2ece555efbbf4aefbb3caf18008818e3 | https://www.assets.signify.com/is/content/Signify/e2eb215900ac42b5a6fbaf180088204b | ADAM-dd5b1cb345fa4da8bcdcaf32007fbb42;ADAM-fb489b9de7894bf9bca0afdc006fe424;ADAM-51b7379269e54f909965afdc006fee1f | https://www.assets.signify.com/is/content/Signify/31ac9375c9ba48fe9dadaf32007fc97e;https://www.assets.signify.com/is/content/Signify/af9b2867d9e9416cb8bfafdc006fe413;https://www.assets.signify.com/is/content/Signify/0bf04182e1cc4a3ca333afdc006fee18 |  |  |  |  | D | 3400 lumen |  | 830 ¦ CCT of 3000K | 80 | 3000 K | 21.7 W | 156 lm/W | 50 to 60 Hz |  | 3400 lumen | 75000 hour(s) | 21.7 W | 0.9 |  | 200000 |  | 0.5 s |  | https://www.lighting.philips.com/link/929002998502_EU/prd/aa/en
FP-929002998602 | MAS LEDtube 1500mm UO 21.7W 840 T8 | 929002998602 | 2020-09-21 00:00:00 |  |  |  | 160 degree(s) | Tube, double-ended | G13 ROT (Rotating) ¦ Medium Bi-Pin Fluorescent | 4000 K | Cool White (CW) |  | <lt/>6 | 28 mm | No | 22 kWh | 70 % |  |  | 1514 mm | 0.5 s |  |  | -20 °C to 45 °C | [9 empty] | Yes | [63 empty] | ADAM-20161227071115325 | https://www.assets.signify.com/is/image/PhilipsLighting/ba4a1ee7df8f4a07907ba6e900657930 | ADAM-35c1760f7ef0462096f9ace8009b0c59 | https://www.assets.signify.com/is/content/Signify/fp929002998602-pss-global | ADAM-124886 | https://www.assets.signify.com/is/image/PhilipsLighting/e695b58cb4064cb7a8b7a4ad01802911 |  |  | ADAM-269f582b68ed405d8c7eadc501500b44 | https://www.assets.signify.com/is/content/Signify/123bbd0a42c8464dbff3adc5015011a9 |  |  |  |  | ADAM-4416ff61dfe94e939d82ace200f881d9 | https://www.docs.signify.com/assets/ies/ledtube_mas_21%2c7w_g13_3700lm_840-ies.ies | [8 empty] | ADAM-56de6a72c040495d9433aeb30097e93d | https://www.assets.signify.com/is/content/Signify/3e5f5560cb894948a909aeb30097eba0 | ADAM-acfc7c16540941fd821cace80070b4a1 | https://www.assets.signify.com/is/content/Signify/fp929002998602-gis-global |  |  |  |  | ADAM-2ece555efbbf4aefbb3caf18008818e3 | https://www.assets.signify.com/is/content/Signify/e2eb215900ac42b5a6fbaf180088204b | ADAM-dd5b1cb345fa4da8bcdcaf32007fbb42;ADAM-fb489b9de7894bf9bca0afdc006fe424;ADAM-51b7379269e54f909965afdc006fee1f | https://www.assets.signify.com/is/content/Signify/31ac9375c9ba48fe9dadaf32007fc97e;https://www.assets.signify.com/is/content/Signify/af9b2867d9e9416cb8bfafdc006fe413;https://www.assets.signify.com/is/content/Signify/0bf04182e1cc4a3ca333afdc006fee18 |  |  |  |  | C | 3700 lumen |  | 840 ¦ CCT of 4000K | 80 | 4000 K | 21.7 W | 170 lm/W | 50 to 60 Hz |  | 3700 lumen | 75000 hour(s) | 21.7 W | 0.9 |  | 200000 |  | 0.5 s |  | https://www.lighting.philips.com/link/929002998602_EU/prd/aa/en
FP-929002998702 | MAS LEDtube 1500mm UO 21.7W 865 T8 | 929002998702 | 2020-09-21 00:00:00 |  |  |  | 160 degree(s) | Tube, double-ended | G13 ROT (Rotating) ¦ Medium Bi-Pin Fluorescent | 6500 K | Cool Daylight |  | <lt/>6 | 28 mm | No | 22 kWh | 70 % |  |  | 1514 mm | 0.5 s |  |  | -20 °C to 45 °C | [9 empty] | Yes | [63 empty] | ADAM-20161227071115325 | https://www.assets.signify.com/is/image/PhilipsLighting/ba4a1ee7df8f4a07907ba6e900657930 | ADAM-2176bfc5f43e4ad08a5eace800a1f017 | https://www.assets.signify.com/is/content/Signify/fp929002998702-pss-global | ADAM-124886 | https://www.assets.signify.com/is/image/PhilipsLighting/e695b58cb4064cb7a8b7a4ad01802911 |  |  | ADAM-269f582b68ed405d8c7eadc501500b44 | https://www.assets.signify.com/is/content/Signify/123bbd0a42c8464dbff3adc5015011a9 |  |  |  |  | ADAM-97c05378b1ed42bdb724ace200f89359 | https://www.docs.signify.com/assets/ies/ledtube_mas_21%2c7w_g13_3700lm_865-ies.ies | [8 empty] | ADAM-f1bc089e9c4c4447809caeb300989ce2 | https://www.assets.signify.com/is/content/Signify/6186781185a546f18dafaeb300989f7a | ADAM-9e50648c720c4f728b01ace80074878b | https://www.assets.signify.com/is/content/Signify/fp929002998702-gis-global |  |  |  |  | ADAM-2ece555efbbf4aefbb3caf18008818e3 | https://www.assets.signify.com/is/content/Signify/e2eb215900ac42b5a6fbaf180088204b | ADAM-dd5b1cb345fa4da8bcdcaf32007fbb42;ADAM-fb489b9de7894bf9bca0afdc006fe424;ADAM-51b7379269e54f909965afdc006fee1f | https://www.assets.signify.com/is/content/Signify/31ac9375c9ba48fe9dadaf32007fc97e;https://www.assets.signify.com/is/content/Signify/af9b2867d9e9416cb8bfafdc006fe413;https://www.assets.signify.com/is/content/Signify/0bf04182e1cc4a3ca333afdc006fee18 |  |  |  |  | C | 3700 lumen |  | 865 ¦ CCT of 6500K | 80 | 6500 K | 21.7 W | 170 lm/W | 50 to 60 Hz |  | 3700 lumen | 75000 hour(s) | 21.7 W | 0.9 |  | 200000 |  | 0.5 s |  | https://www.lighting.philips.com/link/929002998702_EU/prd/aa/en
FP-929003009982 | MAS LEDBulb DT3.4-40W E27 927A60CL G | 929003009982 | 2021-11-23 00:00:00 |  |  |  |  | A60 ¦ A 60mm | E27 ¦ E27 | 2200 K;2700 K | Warm Glow(WG) | 24 mA | <lt/>6 | 60 mm | Only with specific dimmers | 4 kWh | 70 % |  |  | 104 mm | 0.5 s |  |  | -20 °C to 45 °C | [9 empty] | Yes | [63 empty] | ADAM-c6ab2c9c64d34ad5bb2fad2d0090b1da | https://www.assets.signify.com/is/image/Signify/f374d60d50e24688a21aad2d0090b2d3 | ADAM-af6af8d856d34eb99a14aeec01384495 | https://www.assets.signify.com/is/content/Signify/fp929003009982-pss-global | ADAM-0c5aca8eb8da46a8b043abf300f2e70e | https://www.assets.signify.com/is/image/PhilipsLighting/0f777a642a0f483c9324abf300f2e91d | [8 empty] | ADAM-98e11ddb18f049af9cf0ad6400c4c013 | https://www.docs.signify.com/assets/ies/ledbulb_mas_slr_3%2c4w_a60_e27_927_cl-ies.ies | [8 empty] | ADAM-c56270eb58d84f6c921faea600a0c784 | https://www.assets.signify.com/is/content/Signify/20be514e812844b9afb6aea600a0d5ae | ADAM-d4f7669cba0246f1ba4aaf0000a9f5fc | https://www.assets.signify.com/is/content/Signify/fp929003009982-gis-global | [12 empty] | D | 470 lumen |  | 922-927 ¦ CCT of 2200K-2700K | 90 | 2200 K;2700 K | 3.4 W | 138 lm/W | 50 to 60 Hz |  | 470 lumen | 25000 hour(s) | 3.4 W | 0.6 |  | 20000 |  | 0.5 s | 40 W | https://www.lighting.philips.com/link/929003009982_EU/prd/aa/en
FP-929003010002 | MAS LEDBulbDT3.4 -40W E27 927 A60 FR G | 929003010002 | 2020-10-13 00:00:00 |  |  |  |  | A60 ¦ A 60mm | E27 ¦ E27 | 2200 K;2700 K | Warm Glow(WG) | 24 mA | <lt/>6 | 60 mm | Only with specific dimmers | 4 kWh | 70 % |  |  | 104 mm | 0.5 s | [12 empty] | Yes | [63 empty] | ADAM-29cbdd658c5646289ff7aabc0073883a | https://www.assets.signify.com/is/image/PhilipsLighting/125731668c384c878a8baabc00738bb0 | ADAM-51d179fec3744afe8550ad780069113b | https://www.assets.signify.com/is/content/Signify/fp929003010002-pss-global | ADAM-0c5aca8eb8da46a8b043abf300f2e70e | https://www.assets.signify.com/is/image/PhilipsLighting/0f777a642a0f483c9324abf300f2e91d | [8 empty] | ADAM-be734cace2af4614bafdad6400c4c0c8 | https://www.docs.signify.com/assets/ies/ledbulb_mas_slr_3%2c4w_a60_e27_927_fr-ies.ies | [8 empty] | ADAM-f0fa9ac0381d456abb1aadac01201afb | https://www.assets.signify.com/is/content/Signify/1f6e661dd7ae45469486adac01201fcd | ADAM-919ecd917ce24d28a180ad7f00e82403 | https://www.assets.signify.com/is/content/Signify/fp929003010002-gis-global | [12 empty] | D | 470 lumen |  | 922-927 ¦ CCT of 2200K-2700K | 90 | 2200 K;2700 K | 3.4 W | 138.00 lm/W | 50 to 60 Hz |  | 470 lumen | 25000 hour(s) | 3.4 W | 0.6 |  | 20000 |  | 0.5 s | 40 W | https://www.lighting.philips.com/link/929003010002_EU/prd/aa/en
FP-929003010382 | MAS LEDBulbDT5.9-60W E27 927A60CL G | 929003010382 | 2021-11-23 00:00:00 |  |  |  |  | A60 ¦ A 60mm | E27 ¦ E27 | 2200 K;2700 K | Warm Glow(WG) | 40 mA | <lt/>6 | 60 mm | Only with specific dimmers | 6 kWh | 70 % |  |  | 104 mm | 0.5 s |  |  | -20 °C to 45 °C | [9 empty] | Yes | [63 empty] | ADAM-0e890f37a3ee4d629276ad2d0090b64b | https://www.assets.signify.com/is/image/Signify/0af9985ac4ee4fb5a542ad2d0090b723 | ADAM-d78ccb3b17ee400ebc21aeec012e9219 | https://www.assets.signify.com/is/content/Signify/fp929003010382-pss-global | ADAM-0c5aca8eb8da46a8b043abf300f2e70e | https://www.assets.signify.com/is/image/PhilipsLighting/0f777a642a0f483c9324abf300f2e91d | [8 empty] | ADAM-e3fc798cb9b348a09fbead6400c4c3b4 | https://www.docs.signify.com/assets/ies/ledbulb_mas_slr_5%2c9w_a60_e27_927_cl-ies.ies | [8 empty] | ADAM-b1323357882b4a64b987aea600a6b64f | https://www.assets.signify.com/is/content/Signify/157aafa064cc4499a419aea600a6b9f8 | ADAM-e0c313d751dc4b928cb9af0000a8f46e | https://www.assets.signify.com/is/content/Signify/fp929003010382-gis-global | [12 empty] | D | 806 lumen |  | 922-927 ¦ CCT of 2200K-2700K | 90 | 2200 K;2700 K | 5.9 W | 136 lm/W | 50 to 60 Hz |  | 806 lumen | 25000 hour(s) | 5.9 W | 0.6 |  | 20000 |  | 0.5 s | 60 W | https://www.lighting.philips.com/link/929003010382_EU/prd/aa/en
FP-929003010402 | MAS LEDBulb DT5.9-60W E27 927 A60 FR G | 929003010402 | 2020-10-13 00:00:00 |  |  |  |  | A60 ¦ A 60mm | E27 ¦ E27 | 2200 K;2700 K | Warm Glow(WG) | 40 mA | <lt/>6 | 60 mm | Only with specific dimmers | 6 kWh | 70 % |  |  | 104 mm | 0.5 s | [12 empty] | Yes | [63 empty] | ADAM-29cbdd658c5646289ff7aabc0073883a | https://www.assets.signify.com/is/image/PhilipsLighting/125731668c384c878a8baabc00738bb0 | ADAM-26be81d1669c4ce1a3c2ad78006250d2 | https://www.assets.signify.com/is/content/Signify/fp929003010402-pss-global | ADAM-0c5aca8eb8da46a8b043abf300f2e70e | https://www.assets.signify.com/is/image/PhilipsLighting/0f777a642a0f483c9324abf300f2e91d | [8 empty] | ADAM-f9828aa09747439da543ad6400c4c52d | https://www.docs.signify.com/assets/ies/ledbulb_mas_slr_5%2c9w_a60_e27_927_fr-ies.ies | [8 empty] | ADAM-777211a3729c4ff6a42dadac0106e643 | https://www.assets.signify.com/is/content/Signify/42bd1b08490c42d2a9d4adac0106e732 | ADAM-43f7dc8ce12746379318ad7f00e56e5e | https://www.assets.signify.com/is/content/Signify/fp929003010402-gis-global | [12 empty] | D | 806 lumen |  | 922-927 ¦ CCT of 2200K-2700K | 90 | 2200 K;2700 K | 5.9 W | 136.00 lm/W | 50 to 60 Hz |  | 806 lumen | 25000 hour(s) | 5.9 W | 0.6 |  | 20000 |  | 0.5 s | 60 W | https://www.lighting.philips.com/link/929003010402_EU/prd/aa/en
FP-929003011182 | MAS LEDBulb DT7.2-75W E27 927A60CL G | 929003011182 | 2021-11-23 00:00:00 |  |  |  |  | A60 ¦ A 60mm | E27 ¦ E27 | 2200 K;2700 K | Warm Glow(WG) | 49 mA | <lt/>6 | 60 mm | Only with specific dimmers | 8 kWh | 70 % |  |  | 104 mm | 0.5 s |  |  | -20 °C to 45 °C | [9 empty] | Yes | [63 empty] | ADAM-9ec1c23dbaf348e4abcfad2d0090c836 | https://www.assets.signify.com/is/image/Signify/de83e73b33324093ac69ad2d0090c920 | ADAM-794f1dd426ea40feb182aeec0144ee5a | https://www.assets.signify.com/is/content/Signify/fp929003011182-pss-global | ADAM-0c5aca8eb8da46a8b043abf300f2e70e | https://www.assets.signify.com/is/image/PhilipsLighting/0f777a642a0f483c9324abf300f2e91d | [8 empty] | ADAM-fd4833ac65064f38bfefad6400c4cb2f | https://www.docs.signify.com/assets/ies/ledbulb_mas_slr_7%2c2w_a60_e27_927_cl-ies.ies | [8 empty] | ADAM-74df31ab47b64da4a04faea600a94ddb | https://www.assets.signify.com/is/content/Signify/61cdaeded8934c09a041aea600a95109 | ADAM-1a5dcf1588144b08b9aeaf0000a79055 | https://www.assets.signify.com/is/content/Signify/fp929003011182-gis-global | [12 empty] | D | 1055 lumen |  | 922-927 ¦ CCT of 2200K-2700K | 90 | 2200 K;2700 K | 7.2 W | 146 lm/W | 50 to 60 Hz |  | 1055 lumen | 25000 hour(s) | 7.2 W | 0.6 |  | 20000 |  | 0.5 s | 75 W | https://www.lighting.philips.com/link/929003011182_EU/prd/aa/en
FP-929003011302 | MAS LEDBulb DT7.2-75W E27 927 A60 FR G | 929003011302 | 2020-10-13 00:00:00 |  |  |  |  | A60 ¦ A 60mm | E27 ¦ E27 | 2200 K;2700 K | Warm Glow(WG) | 49 mA | <lt/>6 | 60 mm | Only with specific dimmers | 8 kWh | 70 % |  |  | 104 mm | 0.5 s | [12 empty] | Yes | [63 empty] | ADAM-29cbdd658c5646289ff7aabc0073883a | https://www.assets.signify.com/is/image/PhilipsLighting/125731668c384c878a8baabc00738bb0 | ADAM-d62b9dca160e46128fccad78006871fd | https://www.assets.signify.com/is/content/Signify/fp929003011302-pss-global | ADAM-0c5aca8eb8da46a8b043abf300f2e70e | https://www.assets.signify.com/is/image/PhilipsLighting/0f777a642a0f483c9324abf300f2e91d | [8 empty] | ADAM-02b444afcd664ebdbebead6400c4cc67 | https://www.docs.signify.com/assets/ies/ledbulb_mas_slr_7%2c2w_a60_e27_927_fr-ies.ies | [8 empty] | ADAM-3f2cd4bbc6bb4b2b9a15adab014fbd99 | https://www.assets.signify.com/is/content/Signify/808a2cc0520b4816beaaadab014fbfb5 | ADAM-f8ee477825e54304a509ad7f00e9e9ff | https://www.assets.signify.com/is/content/Signify/fp929003011302-gis-global | [12 empty] | D | 1055 lumen |  | 922-927 ¦ CCT of 2200K-2700K | 90 | 2200 K;2700 K | 7.2 W | 146.00 lm/W | 50 to 60 Hz |  | 1055 lumen | 25000 hour(s) | 7.2 W | 0.6 |  | 20000 |  | 0.5 s | 75 W | https://www.lighting.philips.com/link/929003011302_EU/prd/aa/en
FP-929003011582 | MAS LEDBulbDT10.5-100W E27 927A60CLG | 929003011582 | 2021-11-23 00:00:00 |  |  |  |  | A60 ¦ A 60mm | E27 ¦ E27 | 2200 K;2700 K | Warm Glow(WG) | 55 mA | <lt/>6 | 60 mm | Only with specific dimmers | 11 kWh | 70 % |  |  | 108 mm | 0.5 s |  |  | -20 °C to 45 °C | [9 empty] | Yes | [63 empty] | ADAM-65408e854e4a4be1a578ad2d009074d1 | https://www.assets.signify.com/is/image/Signify/5085c49cc28f4290929dad2d009075c0 | ADAM-b140c39e1bba4a64b491aeec013450b3 | https://www.assets.signify.com/is/content/Signify/fp929003011582-pss-global | ADAM-0c5aca8eb8da46a8b043abf300f2e70e | https://www.assets.signify.com/is/image/PhilipsLighting/0f777a642a0f483c9324abf300f2e91d | [8 empty] | ADAM-34a4925251fc4dab9716ad6400c4cdb1 | https://www.docs.signify.com/assets/ies/ledbulb_mas_slr_10%2c5w_a60_e27_927_cl-ies.ies | [8 empty] | ADAM-77cb37ca09ce408199deaea600aa6f56 | https://www.assets.signify.com/is/content/Signify/ad29e94745f44b2da8dfaea600aa71ab | ADAM-8836ad6ae2a448cdb463af0000a751b7 | https://www.assets.signify.com/is/content/Signify/fp929003011582-gis-global | [12 empty] | D | 1521 lumen |  | 922-927 ¦ CCT of 2200K-2700K | 90 | 2200 K;2700 K | 10.5 W | 144 lm/W | 50 to 60 Hz |  | 1521 lumen | 25000 hour(s) | 10.5 W | 0.9 |  | 20000 |  | 0.5 s | 100 W | https://www.lighting.philips.com/link/929003011582_EU/prd/aa/en
FP-929003011702 | MAS LEDBulb DT10.5-100W E27 927A60 FR G | 929003011702 | 2020-10-13 00:00:00 |  |  |  |  | A60 ¦ A 60mm | E27 ¦ E27 | 2200 K;2700 K | Warm Glow(WG) | 55 mA | <lt/>6 | 60 mm | Only with specific dimmers | 11 kWh | 70 % |  |  | 108 mm | 0.5 s | [12 empty] | Yes | [63 empty] | ADAM-29cbdd658c5646289ff7aabc0073883a | https://www.assets.signify.com/is/image/PhilipsLighting/125731668c384c878a8baabc00738bb0 | ADAM-779dd406d1704cdf9dc8ad780068c46f | https://www.assets.signify.com/is/content/Signify/fp929003011702-pss-global | ADAM-0c5aca8eb8da46a8b043abf300f2e70e | https://www.assets.signify.com/is/image/PhilipsLighting/0f777a642a0f483c9324abf300f2e91d | [8 empty] | ADAM-272206b49b074f778b4bad6400c4cfd6 | https://www.docs.signify.com/assets/ies/ledbulb_mas_slr_10%2c5w_a60_e27_927_fr-ies.ies | [8 empty] | ADAM-cb09dbdf000c405fa625adab01512683 | https://www.assets.signify.com/is/content/Signify/8c7320421a6d4ae7952aadab01512743 | ADAM-cdc9e2bd599b49e6ae84ad7f00e98d9f | https://www.assets.signify.com/is/content/Signify/fp929003011702-gis-global | [12 empty] | D | 1521 lumen |  | 922-927 ¦ CCT of 2200K-2700K | 90 | 2200 K;2700 K | 10.5 W | 144.00 lm/W | 50 to 60 Hz |  | 1521 lumen | 25000 hour(s) | 10.5 W | 0.9 |  | 20000 |  | 0.5 s | 100 W | https://www.lighting.philips.com/link/929003011702_EU/prd/aa/en
FP-929003011982 | MAS LEDCandleDT2.5-25W E14 B35 CL G | 929003011982 | 2021-11-23 00:00:00 |  |  |  |  | B35 ¦ B 35mm | E14 ¦ E14 | 2200 K;2700 K | Warm Glow(WG) | 15 mA | <lt/>6 | 35 mm | Only with specific dimmers | 3 kWh | 70 % |  |  | 97 mm | 0.5 s |  |  | -20 °C to 45 °C | [9 empty] | Yes | [63 empty] | ADAM-142453f7e84e49788d2aad2d009079f2 | https://www.assets.signify.com/is/image/Signify/190977f453bf4c469828ad2d00907ac7 | ADAM-54fc30a0f568449ab384aeec013a9318 | https://www.assets.signify.com/is/content/Signify/fp929003011982-pss-global | ADAM-20170628051317513 | https://www.assets.signify.com/is/image/PhilipsLighting/e136a140837d4b4eba39a7a0003497c2 | [8 empty] | ADAM-6a7782245be8480fbb56ad6400c4d11e | https://www.docs.signify.com/assets/ies/ledcandle_mas_slr_2%2c5w_b35_e14_927_cl-ies.ies | [8 empty] | ADAM-aada04877f6d4a9f8d26aea600acd24e | https://www.assets.signify.com/is/content/Signify/be5c32fe2e3843c2afddaea600acd67e | ADAM-3f6ac2eeecad43f8ac21af0000a6724d | https://www.assets.signify.com/is/content/Signify/fp929003011982-gis-global | [12 empty] | D | 340 lumen |  | 922-927 ¦ CCT of 2200K-2700K | 90 | 2200 K;2700 K | 2.5 W | 136 lm/W | 50 to 60 Hz |  | 340 lumen | 25000 hour(s) | 2.5 W | 0.6 |  | 20000 |  | 0.5 s | 25 W | https://www.lighting.philips.com/link/929003011982_EU/prd/aa/en
FP-929003012082 | MAS LEDLusterDT2.5-25W E14 927 P45CL G | 929003012082 | 2021-11-23 00:00:00 |  |  |  |  | P45 ¦ P 45mm | E14 ¦ E14 | 2200 K;2700 K | Warm Glow(WG) | 15 mA | <lt/>6 | 45 mm | Only with specific dimmers | 3 kWh | 70 % |  |  | 80 mm | 0.5 s |  |  | -20 °C to 45 °C | [9 empty] | Yes | [63 empty] | ADAM-ca08d623029747e6bc88ad2d00907bbd | https://www.assets.signify.com/is/image/Signify/6944e8d868064021b8dcad2d00907ca7 | ADAM-821c27d6a87446158a71aeec01088950 | https://www.assets.signify.com/is/content/Signify/fp929003012082-pss-global | ADAM-20170628091717301 | https://www.assets.signify.com/is/image/PhilipsLighting/03fa1cc6a5cc464a888ba7a00077a174 | [8 empty] | ADAM-e625d9bf11d14d6294f7ad6400c4d1bb | https://www.docs.signify.com/assets/ies/ledluster_mas_slr_2%2c5w_p45_e14_927_cl-ies.ies | [8 empty] | ADAM-cc41273d3c7d403d8819aea600add15d | https://www.assets.signify.com/is/content/Signify/95aa1f9d771e40e7a804aea600add4fa | ADAM-9b71b232848548a985f1af0000a7aec9 | https://www.assets.signify.com/is/content/Signify/fp929003012082-gis-global | [12 empty] | D | 340 lumen |  | 922-927 ¦ CCT of 2200K-2700K | 90 | 2200 K;2700 K | 2.5 W | 136 lm/W | 50 to 60 Hz |  | 340 lumen | 25000 hour(s) | 2.5 W | 0.6 |  | 20000 |  | 0.5 s | 25 W | https://www.lighting.philips.com/link/929003012082_EU/prd/aa/en
FP-929003012182 | MAS LEDLusterDT2.5-25W E27 927 P45CL G | 929003012182 | 2021-11-23 00:00:00 |  |  |  |  | P45 ¦ P 45mm | E27 ¦ E27 | 2200 K;2700 K | Warm Glow(WG) | 15 mA | <lt/>6 | 45 mm | Only with specific dimmers | 3 kWh | 70 % |  |  | 78 mm | 0.5 s |  |  | -20 °C to 45 °C | [9 empty] | Yes | [63 empty] | ADAM-c5f328c59b1c42dc82a2ad2d00907db0 | https://www.assets.signify.com/is/image/Signify/e4c76cb38bfd4898856aad2d009080a7 | ADAM-b68beac4622a43ea98b7aeec013e056b | https://www.assets.signify.com/is/content/Signify/fp929003012182-pss-global | ADAM-20170628091717913 | https://www.assets.signify.com/is/image/PhilipsLighting/066fce58afc04d91aaf6a7a00077a333 | [8 empty] | ADAM-39974f10c1e34e7aa250ad6400c4d258 | https://www.docs.signify.com/assets/ies/ledluster_mas_slr_2%2c5w_p45_e27_927_cl-ies.ies | [8 empty] | ADAM-2e9b85ad76eb4663aaddaea600aee92e | https://www.assets.signify.com/is/content/Signify/80f813384ad14df6b292aea600aeecd6 | ADAM-fee8a346a01849ab89c4af0000a9f193 | https://www.assets.signify.com/is/content/Signify/fp929003012182-gis-global | [12 empty] | D | 340 lumen |  | 922-927 ¦ CCT of 2200K-2700K | 90 | 2200 K;2700 K | 2.5 W | 136 lm/W | 50 to 60 Hz |  | 340 lumen | 25000 hour(s) | 2.5 W | 0.6 |  | 20000 |  | 0.5 s | 25 W | https://www.lighting.philips.com/link/929003012182_EU/prd/aa/en
FP-929003012282 | MAS LEDCandleDT3.4-40W E14 927 B35CL G | 929003012282 | 2021-11-23 00:00:00 |  |  |  |  | B35 ¦ B 35mm | E14 ¦ E14 | 2200 K;2700 K | Warm Glow(WG) | 24 mA | <lt/>6 | 35 mm | Only with specific dimmers | 4 kWh | 70 % |  |  | 97 mm | 0.5 s |  |  | -20 °C to 45 °C | [9 empty] | Yes | [63 empty] | ADAM-136e29f5321d4d3c9de6ad2d009084eb | https://www.assets.signify.com/is/image/Signify/d2b55701f7b04b88889bad2d0090861e | ADAM-d0eebe59d99b4be59cb4aeec0165c6e6 | https://www.assets.signify.com/is/content/Signify/fp929003012282-pss-global | ADAM-20170628051317513 | https://www.assets.signify.com/is/image/PhilipsLighting/e136a140837d4b4eba39a7a0003497c2 | [8 empty] | ADAM-d8c47ebbc32446a99edaad6400c4d2f2 | https://www.docs.signify.com/assets/ies/ledcandle_mas_slr_3%2c4w_b35_e14_927_cl-ies.ies | [8 empty] | ADAM-7e9bb3e8156d4762b177aea600b00549 | https://www.assets.signify.com/is/content/Signify/70105eaa8c204b94a452aea600b008f9 | ADAM-68215fc43c414e3596a8af0000a75fea | https://www.assets.signify.com/is/content/Signify/fp929003012282-gis-global | [12 empty] | D | 470 lumen |  | 922-927 ¦ CCT of 2200K-2700K | 90 | 2200 K;2700 K | 3.4 W | 138 lm/W | 50 to 60 Hz |  | 470 lumen | 25000 hour(s) | 3.4 W | 0.6 |  | 20000 |  | 0.5 s | 40 W | https://www.lighting.philips.com/link/929003012282_EU/prd/aa/en
FP-929003012382 | MAS LEDCandleDT3.4-40W E27 927 B35CL G | 929003012382 | 2021-11-23 00:00:00 |  |  |  |  | B35 ¦ B 35mm | E27 ¦ E27 | 2200 K;2700 K | Warm Glow(WG) | 24 mA | <lt/>6 | 35 mm | Only with specific dimmers | 4 kWh | 70 % |  |  | 95 mm | 0.5 s |  |  | -20 °C to 45 °C | [9 empty] | Yes | [63 empty] | ADAM-e19418061c864c5ebdccad2d00908868 | https://www.assets.signify.com/is/image/Signify/6cadf42f46894ca2925aad2d009089c5 | ADAM-299162249454469aba51aeec013de5ef | https://www.assets.signify.com/is/content/Signify/fp929003012382-pss-global | ADAM-9196172d66c846ebbb85ad6400c48dd7 | https://www.assets.signify.com/is/image/Signify/c48847599f2344b3b73fad6400c48ee0 | [8 empty] | ADAM-9f41990885ab46c8a015ad6400c4d38a | https://www.docs.signify.com/assets/ies/ledcandle_mas_slr_3%2c4w_b35_e27_927_cl-ies.ies | [8 empty] | ADAM-e4d8461351fb481d854faea600b10886 | https://www.assets.signify.com/is/content/Signify/7177f50743a44e81a73eaea600b10aab | ADAM-d5a0ff6fb56f44be9c7eaf0000a7f2ba | https://www.assets.signify.com/is/content/Signify/fp929003012382-gis-global | [12 empty] | D | 470 lumen |  | 922-927 ¦ CCT of 2200K-2700K | 90 | 2200 K;2700 K | 3.4 W | 138 lm/W | 50 to 60 Hz |  | 470 lumen | 25000 hour(s) | 3.4 W | 0.6 |  | 20000 |  | 0.5 s | 40 W | https://www.lighting.philips.com/link/929003012382_EU/prd/aa/en
FP-929003013082 | MAS LEDCandleDT3.4-40W E14927 BA35CL G | 929003013082 | 2021-11-23 00:00:00 |  |  |  |  | BA35 | E14 ¦ E14 | 2200 K;2700 K | Warm Glow(WG) | 24 mA | <lt/>6 | 35 mm | Only with specific dimmers | 4 kWh | 70 % |  |  | 119 mm | 0.5 s |  |  | -20 °C to 45 °C | [9 empty] | Yes | [63 empty] | ADAM-237d23afe7ac4f0fa127ad2d0090a0a8 | https://www.assets.signify.com/is/image/Signify/7b227717882145ac9c1dad2d0090a169 | ADAM-114d9a7b3a2a45a7bc5faeec01692bbe | https://www.assets.signify.com/is/content/Signify/fp929003013082-pss-global | ADAM-4e24bd0a1910429bbd9cabf300f2ef66 | https://www.assets.signify.com/is/image/PhilipsLighting/d9cd6374c6a84068a4e4abf300f2f1a0 | [8 empty] | ADAM-25f222d6aa1f4d02954cad6400c4d728 | https://www.docs.signify.com/assets/ies/ledcandle_mas_slr_3%2c4w_ba35_e14_927_cl-ies.ies | [8 empty] | ADAM-e846f6b6a5cd4b38a38eaea600b3c316 | https://www.assets.signify.com/is/content/Signify/94ee27d8797c4cc19c1daea600b3c6f2 | ADAM-621b3fb0fae24573ac9eaf0000a76787 | https://www.assets.signify.com/is/content/Signify/fp929003013082-gis-global | [12 empty] | D | 470 lumen |  | 922-927 ¦ CCT of 2200K-2700K | 90 | 2200 K;2700 K | 3.4 W | 138 lm/W | 50 to 60 Hz |  | 470 lumen | 25000 hour(s) | 3.4 W | 0.6 |  | 20000 |  | 0.5 s | 40 W | https://www.lighting.philips.com/link/929003013082_EU/prd/aa/en
FP-929003013182 | MAS LEDLusterDT3.4-40W E14 927 P45CL G | 929003013182 | 2021-11-23 00:00:00 |  |  |  |  | P45 ¦ P 45mm | E14 ¦ E14 | 2200 K;2700 K | Warm Glow(WG) | 24 mA | <lt/>6 | 45 mm | Only with specific dimmers | 4 kWh | 70 % |  |  | 80 mm | 0.5 s |  |  | -20 °C to 45 °C | [9 empty] | Yes | [63 empty] | ADAM-fb14d1c564e44d0a99fdad2d0090a2a9 | https://www.assets.signify.com/is/image/Signify/e8137811e18048b58156ad2d0090a37d | ADAM-87bbc1e4ca6a46f7add5aeec0148d3dc | https://www.assets.signify.com/is/content/Signify/fp929003013182-pss-global | ADAM-20170628091717301 | https://www.assets.signify.com/is/image/PhilipsLighting/03fa1cc6a5cc464a888ba7a00077a174 | [8 empty] | ADAM-73d052a5e099438eb28bad6400c4d7d8 | https://www.docs.signify.com/assets/ies/ledluster_mas_slr_3%2c4w_p45_e14_927_cl-ies.ies | [8 empty] | ADAM-21f4b3a3e6784c12bcc0aea600b4b905 | https://www.assets.signify.com/is/content/Signify/edacf1b0ee9c47d39d05aea600b4bc41 | ADAM-56ea6803907f4df5aa45af0000a7e6ac | https://www.assets.signify.com/is/content/Signify/fp929003013182-gis-global | [12 empty] | D | 470 lumen |  | 922-927 ¦ CCT of 2200K-2700K | 90 | 2200 K;2700 K | 3.4 W | 138 lm/W | 50 to 60 Hz |  | 470 lumen | 25000 hour(s) | 3.4 W | 0.6 |  | 20000 |  | 0.5 s | 40 W | https://www.lighting.philips.com/link/929003013182_EU/prd/aa/en
FP-929003013282 | MAS LEDLusterDT3.5-40W E27 927 P45CL G | 929003013282 | 2021-11-23 00:00:00 |  |  |  |  | P45 ¦ P 45mm | E27 ¦ E27 | 2200 K;2700 K | Warm Glow(WG) | 24 mA | <lt/>6 | 45 mm | Only with specific dimmers | 4 kWh | 70 % |  |  | 78 mm | 0.5 s |  |  | -20 °C to 45 °C | [9 empty] | Yes | [63 empty] | ADAM-999b193d5ebd41ab8dfaad2d0090a4be | https://www.assets.signify.com/is/image/Signify/afdc8ba564e7420b802aad2d0090a6a7 | ADAM-399385a6be7d433e91e1aeec01445c03 | https://www.assets.signify.com/is/content/Signify/fp929003013282-pss-global | ADAM-20170628091717913 | https://www.assets.signify.com/is/image/PhilipsLighting/066fce58afc04d91aaf6a7a00077a333 | [8 empty] | ADAM-869f5a1e0e9f48f8a1d8ad6400c4d884 | https://www.docs.signify.com/assets/ies/ledluster_mas_slr_3%2c5w_p45_e27_927_cl-ies.ies | [8 empty] | ADAM-8b532eff99ac45238f99aea600b5c6ca | https://www.assets.signify.com/is/content/Signify/f4f0e2f1c9af4b179459aea600b5ca2f | ADAM-86a87d50156246ef821faf0000a820ab | https://www.assets.signify.com/is/content/Signify/fp929003013282-gis-global | [12 empty] | D | 470 lumen |  | 922-927 ¦ CCT of 2200K-2700K | 90 | 2200 K;2700 K | 3.4 W | 138 lm/W | 50 to 60 Hz |  | 470 lumen | 25000 hour(s) | 3.4 W | 0.6 |  | 20000 |  | 0.5 s | 40 W | https://www.lighting.philips.com/link/929003013282_EU/prd/aa/en
FP-929003013682 | MAS LEDLusterDT3.5-40W E27 927 P45FR G | 929003013682 | 2021-11-23 00:00:00 |  |  |  |  | P45 ¦ P 45mm | E27 ¦ E27 | 2200 K;2700 K | Warm Glow(WG) | 24 mA | <lt/>6 | 45 mm | Only with specific dimmers | 4 kWh | 70 % |  |  | 78 mm | 0.5 s |  |  | -20 °C to 45 °C | [9 empty] | Yes | [63 empty] | ADAM-20170622115324870 | https://www.assets.signify.com/is/image/PhilipsLighting/1c652c03d8f74352aa73a79a00a2a197 | ADAM-451072e724f24cac8191aeec0135cb00 | https://www.assets.signify.com/is/content/Signify/fp929003013682-pss-global | ADAM-20170628091717913 | https://www.assets.signify.com/is/image/PhilipsLighting/066fce58afc04d91aaf6a7a00077a333 | [8 empty] | ADAM-3b692555a7d14e50bf58ad800074dbdb | https://www.docs.signify.com/assets/ies/ledluster_mas_slr1_3%2c5w_p45_e27_927_cl-ies.ies | [8 empty] | ADAM-93dce36403f94a138d25aea600b6d514 | https://www.assets.signify.com/is/content/Signify/d9a5a619e83c41d98c36aea600b6d792 | ADAM-b53b6009452147158914af0000a7ec90 | https://www.assets.signify.com/is/content/Signify/fp929003013682-gis-global | [12 empty] | D | 470 lumen |  | 922-927 ¦ CCT of 2200K-2700K | 90 | 2200 K;2700 K | 3.4 W | 138 lm/W | 50 to 60 Hz |  | 470 lumen | 25000 hour(s) | 3.4 W | 0.6 |  | 20000 |  | 0.5 s | 40 W | https://www.lighting.philips.com/link/929003013682_EU/prd/aa/en
FP-929003013982 | MAS LEDCandleDT5.9-60W E14 927 B35 CL G | 929003013982 | 2021-11-23 00:00:00 |  |  |  |  | B35 ¦ B 35mm | E14 ¦ E14 | 2200 K;2700 K | Warm Glow(WG) | 40 mA | <lt/>6 | 35 mm | Only with specific dimmers | 6 kWh | 70 % |  |  | 97 mm | 0.5 s |  |  | -20 °C to 45 °C | [9 empty] | Yes | [63 empty] | ADAM-136e29f5321d4d3c9de6ad2d009084eb | https://www.assets.signify.com/is/image/Signify/d2b55701f7b04b88889bad2d0090861e | ADAM-c312ee3786cb4e1ea13aaeec01463072 | https://www.assets.signify.com/is/content/Signify/fp929003013982-pss-global | ADAM-20170628051317513 | https://www.assets.signify.com/is/image/PhilipsLighting/e136a140837d4b4eba39a7a0003497c2 | [8 empty] | ADAM-f3174692584c443daba7aebb0095e81c | https://www.docs.signify.com/assets/ies/ledbulb_mas_eu3_5%2c9w_b35_e14_922_27_cl-ies.ies | [8 empty] | ADAM-0080da57de904d5ca6d8aea600b7a8a6 | https://www.assets.signify.com/is/content/Signify/cf9b3b14174d4e128f4caea600b7aa4c | ADAM-e68b8a8047de47fba081af0000aa0068 | https://www.assets.signify.com/is/content/Signify/fp929003013982-gis-global | [12 empty] | D | 806 lumen |  | 922-927 ¦ CCT of 2200K-2700K | 90 | 2200 K;2700 K | 5.9 W | 136 lm/W | 50 to 60 Hz |  | 806 lumen | 25000 hour(s) | 5.9 W | 0.6 |  | 20000 |  | 0.5 s | 60 W | https://www.lighting.philips.com/link/929003013982_EU/prd/aa/en
FP-929003014182 | MAS LEDLusterDT5.9-60W E14 927 P45 CL G | 929003014182 | 2021-11-23 00:00:00 |  |  |  |  | P45 ¦ P 45mm | E14 ¦ E14 | 2200 K;2700 K | Warm Glow(WG) | 40 mA | <lt/>6 | 45 mm | Only with specific dimmers | 6 kWh | 70 % |  |  | 80 mm | 0.5 s |  |  | -20 °C to 45 °C | [9 empty] | Yes | [63 empty] | ADAM-fb14d1c564e44d0a99fdad2d0090a2a9 | https://www.assets.signify.com/is/image/Signify/e8137811e18048b58156ad2d0090a37d | ADAM-098e51db458a4f7e9c5caeec015064f5 | https://www.assets.signify.com/is/content/Signify/fp929003014182-pss-global | ADAM-20170628091717301 | https://www.assets.signify.com/is/image/PhilipsLighting/03fa1cc6a5cc464a888ba7a00077a174 | [8 empty] | ADAM-f5224750bb624d6982dcaebb00960858 | https://www.docs.signify.com/assets/ies/ledbulb_mas_eu3_5%2c9w_p45_e14_922_27_cl-ies.ies | [8 empty] | ADAM-c6e497c61329439f859baea600b9781e | https://www.assets.signify.com/is/content/Signify/9662f91ac86945c89fe8aea600b97b2d | ADAM-74f17e1cf24743178746af0000a6df97 | https://www.assets.signify.com/is/content/Signify/fp929003014182-gis-global | [12 empty] | D | 806 lumen |  | 922-927 ¦ CCT of 2200K-2700K | 90 | 2200 K;2700 K | 5.9 W | 136 lm/W | 50 to 60 Hz |  | 806 lumen | 25000 hour(s) | 5.9 W | 0.6 |  | 20000 |  | 0.5 s | 60 W | https://www.lighting.philips.com/link/929003014182_EU/prd/aa/en
FP-929003014382 | MAS LEDLusterDT5.9-60W E27 927 P45CL G | 929003014382 | 2021-11-23 00:00:00 |  |  |  |  | P45 ¦ P 45mm | E27 ¦ E27 | 2200 K;2700 K | Warm Glow(WG) | 40 mA | <lt/>6 | 45 mm | Only with specific dimmers | 6 kWh | 70 % |  |  | 78 mm | 0.5 s |  |  | -20 °C to 45 °C | [9 empty] | Yes | [63 empty] | ADAM-999b193d5ebd41ab8dfaad2d0090a4be | https://www.assets.signify.com/is/image/Signify/afdc8ba564e7420b802aad2d0090a6a7 | ADAM-b55de32564dd409b9347aeec011f7ba8 | https://www.assets.signify.com/is/content/Signify/fp929003014382-pss-global | ADAM-20170628091717913 | https://www.assets.signify.com/is/image/PhilipsLighting/066fce58afc04d91aaf6a7a00077a333 | [8 empty] | ADAM-f88739cf6581489e844baebb009626b6 | https://www.docs.signify.com/assets/ies/ledbulb_mas_eu3_5%2c9w_p45_e27_922_27_cl-ies.ies | [8 empty] | ADAM-3ae1d4b60396485c98fcaea600bc90aa | https://www.assets.signify.com/is/content/Signify/80217e7327174289a624aea600bc94fb | ADAM-fc4c111ab59348d283beaf0000aa38fa | https://www.assets.signify.com/is/content/Signify/fp929003014382-gis-global | [12 empty] | D | 806 lumen |  | 922-927 ¦ CCT of 2200K-2700K | 90 | 2200 K;2700 K | 5.9 W | 136 lm/W | 50 to 60 Hz |  | 806 lumen | 25000 hour(s) | 5.9 W | 0.6 |  | 20000 |  | 0.5 s | 60 W | https://www.lighting.philips.com/link/929003014382_EU/prd/aa/en
FP-929003022102 | CorePro LEDtube 600mm 8W 840 T8 | 929003022102 | 2020-10-14 00:00:00 |  |  |  | 240 degree(s) | Tube, double-ended | G13 ¦ Medium Bi-Pin Fluorescent | 4000 K | Cool White (CW) | 46 mA | <lt/>6 | 28 mm | No | 8 kWh | 70 % |  |  | 604 mm | 0.5 s |  |  | -20 °C to 45 °C | [9 empty] | Yes | [63 empty] | ADAM-8a58b8f7f5c94ddbb3f2a8ea0066fb51 | https://www.assets.signify.com/is/image/PhilipsLighting/9fe3551c78e84303a879a8ea006700fc |  |  | ADAM-86628791d2204d19b3b1a94c008df148 | https://www.assets.signify.com/is/image/PhilipsLighting/101a41e0f7dd446bb6cca94c008df58a |  |  | ADAM-269f582b68ed405d8c7eadc501500b44 | https://www.assets.signify.com/is/content/Signify/123bbd0a42c8464dbff3adc5015011a9 |  |  |  |  | ADAM-fe6c30fedfef44db91cfaeb000841621 | https://www.docs.signify.com/assets/ies/ledtube_cor_eu2_8w_g13_800lm_840_1-ies.ies | [8 empty] | ADAM-2dddf3c2a8d944959d1aaf8f0098c374 | https://www.assets.signify.com/is/content/Signify/4d4430b7a2ef42609b70af8f0098c45f | ADAM-2425e4528f724aa1a8a1ad5100160668 | https://www.assets.signify.com/is/content/Signify/fp929003022102-gis-global |  |  |  |  | ADAM-2ece555efbbf4aefbb3caf18008818e3;ADAM-a1cdb678d3df489e9862ae240109653e | https://www.assets.signify.com/is/content/Signify/e2eb215900ac42b5a6fbaf180088204b;https://www.assets.signify.com/is/image/Signify/c76c8432eef941bebc2fae240109686e | ADAM-dd5b1cb345fa4da8bcdcaf32007fbb42;ADAM-fb489b9de7894bf9bca0afdc006fe424;ADAM-51b7379269e54f909965afdc006fee1f | https://www.assets.signify.com/is/content/Signify/31ac9375c9ba48fe9dadaf32007fc97e;https://www.assets.signify.com/is/content/Signify/af9b2867d9e9416cb8bfafdc006fe413;https://www.assets.signify.com/is/content/Signify/0bf04182e1cc4a3ca333afdc006fee18 |  |  |  |  | F | 800 lumen |  | 840 ¦ CCT of 4000K | 80 | 4000 K | 8 W | 100 lm/W | 50 to 60 Hz |  | 800 lumen | 50000 hour(s) | 8 W | 0.9 |  | 200000 |  | 0.5 s |  | https://www.lighting.philips.com/link/929003022102_EU/prd/aa/en
FP-929003022202 | CorePro LEDtube 600mm 8W 865 T8 | 929003022202 | 2020-10-14 00:00:00 |  |  |  | 240 degree(s) | Tube, double-ended | G13 ¦ Medium Bi-Pin Fluorescent | 6500 K | Cool Daylight | 46 mA | <lt/>6 | 28 mm | No | 8 kWh | 70 % |  |  | 604 mm | 0.5 s |  |  | -20 °C to 45 °C | [9 empty] | Yes | [63 empty] | ADAM-8a58b8f7f5c94ddbb3f2a8ea0066fb51 | https://www.assets.signify.com/is/image/PhilipsLighting/9fe3551c78e84303a879a8ea006700fc |  |  | ADAM-86628791d2204d19b3b1a94c008df148 | https://www.assets.signify.com/is/image/PhilipsLighting/101a41e0f7dd446bb6cca94c008df58a |  |  | ADAM-269f582b68ed405d8c7eadc501500b44 | https://www.assets.signify.com/is/content/Signify/123bbd0a42c8464dbff3adc5015011a9 |  |  |  |  | ADAM-0337ca8b219b4ab2a457aeb000842726 | https://www.docs.signify.com/assets/ies/ledtube_cor_eu2_8w_g13_800lm_865_1-ies.ies | [8 empty] | ADAM-754242d1983945d69b7daf8f0093c9b3 | https://www.assets.signify.com/is/content/Signify/115db7b14a75475483b7af8f0093ca8d | ADAM-e2dffec246184761a0a0ad51001660ba | https://www.assets.signify.com/is/content/Signify/fp929003022202-gis-global |  |  |  |  | ADAM-2ece555efbbf4aefbb3caf18008818e3;ADAM-a1cdb678d3df489e9862ae240109653e | https://www.assets.signify.com/is/content/Signify/e2eb215900ac42b5a6fbaf180088204b;https://www.assets.signify.com/is/image/Signify/c76c8432eef941bebc2fae240109686e | ADAM-dd5b1cb345fa4da8bcdcaf32007fbb42;ADAM-fb489b9de7894bf9bca0afdc006fe424;ADAM-51b7379269e54f909965afdc006fee1f | https://www.assets.signify.com/is/content/Signify/31ac9375c9ba48fe9dadaf32007fc97e;https://www.assets.signify.com/is/content/Signify/af9b2867d9e9416cb8bfafdc006fe413;https://www.assets.signify.com/is/content/Signify/0bf04182e1cc4a3ca333afdc006fee18 |  |  |  |  | F | 800 lumen |  | 865 ¦ CCT of 6500K | 80 | 6500 K | 8 W | 100 lm/W | 50 to 60 Hz |  | 800 lumen | 50000 hour(s) | 8 W | 0.9 |  | 200000 |  | 0.5 s |  | https://www.lighting.philips.com/link/929003022202_EU/prd/aa/en
FP-929003022402 | CorePro LEDtube 1200mm 14.5W865 | 929003022402 | 2020-10-14 00:00:00 |  |  |  | 240 degree(s) | Tube, double-ended | G13 ¦ Medium Bi-Pin Fluorescent | 6500 K | Cool Daylight | 70 mA | <lt/>6 | 28 mm | No | 15 kWh | 70 % |  |  | 1214 mm | 0.5 s |  |  | -20 °C to 45 °C | [9 empty] | Yes | [63 empty] | ADAM-20170315031941493 | https://www.assets.signify.com/is/image/PhilipsLighting/b63b0c6135834366905fa73500bd7233 | ADAM-e6958328776d42fc95f1ad510017c047 | https://www.assets.signify.com/is/content/Signify/fp929003022402-pss-global | ADAM-119998 | https://www.assets.signify.com/is/image/Signify/5ca8c22278e04e709deca4ad0181abbb |  |  | ADAM-269f582b68ed405d8c7eadc501500b44 | https://www.assets.signify.com/is/content/Signify/123bbd0a42c8464dbff3adc5015011a9 |  |  |  |  | ADAM-b242f83e35924285a0fcad4f007a7813 | https://www.docs.signify.com/assets/ies/ledtube_cor_1_14%2c5w_g13_1600lm_865-ies.ies | [8 empty] | ADAM-fecddbd11391473d8ee1adab015fd31b | https://www.assets.signify.com/is/content/Signify/387bb95370494d22bab2adab015fd697 | ADAM-3d994c9bfece49b6b434ad5100166fc5 | https://www.assets.signify.com/is/content/Signify/fp929003022402-gis-global |  |  |  |  | ADAM-2ece555efbbf4aefbb3caf18008818e3;ADAM-a1cdb678d3df489e9862ae240109653e | https://www.assets.signify.com/is/content/Signify/e2eb215900ac42b5a6fbaf180088204b;https://www.assets.signify.com/is/image/Signify/c76c8432eef941bebc2fae240109686e | ADAM-dd5b1cb345fa4da8bcdcaf32007fbb42;ADAM-fb489b9de7894bf9bca0afdc006fe424;ADAM-51b7379269e54f909965afdc006fee1f | https://www.assets.signify.com/is/content/Signify/31ac9375c9ba48fe9dadaf32007fc97e;https://www.assets.signify.com/is/content/Signify/af9b2867d9e9416cb8bfafdc006fe413;https://www.assets.signify.com/is/content/Signify/0bf04182e1cc4a3ca333afdc006fee18 |  |  |  |  | E | 1600 lumen |  | 865 ¦ CCT of 6500K | 80 | 6500 K | 14.5 W | 110 lm/W | 50 to 60 Hz |  | 1600 lumen | 30000 hour(s) | 14.5 W | 0.9 |  | 200000 |  | 0.5 s |  | https://www.lighting.philips.com/link/929003022402_EU/prd/aa/en
FP-929003022502 | CorePro LEDtube 1500mm 20W 840 T8 | 929003022502 | 2020-10-14 00:00:00 |  |  |  | 240 degree(s) | Tube, double-ended | G13 ¦ Medium Bi-Pin Fluorescent | 4000 K | Cool White (CW) | 105 mA | <lt/>6 | 28 mm | No | 20 kWh | 70 % |  |  | 1514 mm | 0.5 s |  |  | -20 °C to 45 °C | [9 empty] | Yes | [63 empty] | ADAM-8a58b8f7f5c94ddbb3f2a8ea0066fb51 | https://www.assets.signify.com/is/image/PhilipsLighting/9fe3551c78e84303a879a8ea006700fc | ADAM-9940ae97f37042a6a665ad510016c3b3 | https://www.assets.signify.com/is/content/Signify/fp929003022502-pss-global | ADAM-86628791d2204d19b3b1a94c008df148 | https://www.assets.signify.com/is/image/PhilipsLighting/101a41e0f7dd446bb6cca94c008df58a |  |  | ADAM-269f582b68ed405d8c7eadc501500b44 | https://www.assets.signify.com/is/content/Signify/123bbd0a42c8464dbff3adc5015011a9 |  |  |  |  | ADAM-90e6c653d1104b339bccaeb0008435a3 | https://www.docs.signify.com/assets/ies/ledtube_cor_eu2_20w_g13_2200lm_840_1-ies.ies | [8 empty] | ADAM-8a4f34b391c546a7b95baf8f00990d32 | https://www.assets.signify.com/is/content/Signify/0f6c1536f12941d6a9ddaf8f00990e05 | ADAM-038ce8dc87ae46c2b533ad510016341f | https://www.assets.signify.com/is/content/Signify/fp929003022502-gis-global |  |  |  |  | ADAM-2ece555efbbf4aefbb3caf18008818e3;ADAM-a1cdb678d3df489e9862ae240109653e | https://www.assets.signify.com/is/content/Signify/e2eb215900ac42b5a6fbaf180088204b;https://www.assets.signify.com/is/image/Signify/c76c8432eef941bebc2fae240109686e | ADAM-dd5b1cb345fa4da8bcdcaf32007fbb42;ADAM-fb489b9de7894bf9bca0afdc006fe424;ADAM-51b7379269e54f909965afdc006fee1f | https://www.assets.signify.com/is/content/Signify/31ac9375c9ba48fe9dadaf32007fc97e;https://www.assets.signify.com/is/content/Signify/af9b2867d9e9416cb8bfafdc006fe413;https://www.assets.signify.com/is/content/Signify/0bf04182e1cc4a3ca333afdc006fee18 |  |  |  |  | E | 2200 lumen |  | 840 ¦ CCT of 4000K | 80 | 4000 K | 20 W | 110 lm/W | 50 to 60 Hz |  | 2200 lumen | 50000 hour(s) | 20 W | 0.9 |  | 200000 |  | 0.5 s |  | https://www.lighting.philips.com/link/929003022502_EU/prd/aa/en
FP-929003022602 | CorePro LEDtube 1500mm 20W 865 T8 | 929003022602 | 2020-10-14 00:00:00 |  |  |  | 240 degree(s) | Tube, double-ended | G13 ¦ Medium Bi-Pin Fluorescent | 6500 K | Cool Daylight | 105 mA | <lt/>6 | 28 mm | No | 20 kWh | 70 % |  |  | 1514 mm | 0.5 s |  |  | -20 °C to 45 °C | [9 empty] | Yes | [63 empty] | ADAM-8a58b8f7f5c94ddbb3f2a8ea0066fb51 | https://www.assets.signify.com/is/image/PhilipsLighting/9fe3551c78e84303a879a8ea006700fc |  |  | ADAM-86628791d2204d19b3b1a94c008df148 | https://www.assets.signify.com/is/image/PhilipsLighting/101a41e0f7dd446bb6cca94c008df58a |  |  | ADAM-269f582b68ed405d8c7eadc501500b44 | https://www.assets.signify.com/is/content/Signify/123bbd0a42c8464dbff3adc5015011a9 |  |  |  |  | ADAM-945b70206fca414cb70faeb00084565e | https://www.docs.signify.com/assets/ies/ledtube_cor_eu2_20w_g13_2200lm_865_1-ies.ies | [8 empty] | ADAM-fc9ae64c021d413b8b60af8f00994d5c | https://www.assets.signify.com/is/content/Signify/29bad2cff18341ee997caf8f00994f0e | ADAM-29b0cc470d314990b2e8ad51001622ae | https://www.assets.signify.com/is/content/Signify/fp929003022602-gis-global |  |  |  |  | ADAM-2ece555efbbf4aefbb3caf18008818e3;ADAM-a1cdb678d3df489e9862ae240109653e | https://www.assets.signify.com/is/content/Signify/e2eb215900ac42b5a6fbaf180088204b;https://www.assets.signify.com/is/image/Signify/c76c8432eef941bebc2fae240109686e | ADAM-dd5b1cb345fa4da8bcdcaf32007fbb42;ADAM-fb489b9de7894bf9bca0afdc006fe424;ADAM-51b7379269e54f909965afdc006fee1f | https://www.assets.signify.com/is/content/Signify/31ac9375c9ba48fe9dadaf32007fc97e;https://www.assets.signify.com/is/content/Signify/af9b2867d9e9416cb8bfafdc006fe413;https://www.assets.signify.com/is/content/Signify/0bf04182e1cc4a3ca333afdc006fee18 |  |  |  |  | E | 2200 lumen |  | 865 ¦ CCT of 6500K | 80 | 6500 K | 20 W | 110 lm/W | 50 to 60 Hz |  | 2200 lumen | 50000 hour(s) | 20 W | 0.9 |  | 200000 |  | 0.5 s |  | https://www.lighting.philips.com/link/929003022602_EU/prd/aa/en
FP-929003033331 | Pila LED classic 60W A60 E27 WWND 1CT/10 | 929003033331 | 2020-11-02 00:00:00 |  |  |  | 300 degree(s) | A60 ¦ A 60mm | E27 ¦ E27 | 2700 K | Warm White (WW) | 45 mA | <lt/>6 | 60 mm | No | 7 kWh | 70 % |  |  | 104 mm | 0.4 s | [76 empty] | ADAM-6616a435ec8044eca725ad6d010cadd4 | https://www.assets.signify.com/is/image/Signify/ba22e5bd15ce400f8d1cad6d010cb181 | ADAM-e421577a99444f50b675ad730093f7bc | https://www.assets.signify.com/is/content/Signify/fp929003033331-pss-global | [20 empty] | ADAM-5eddda26656f421584e2adad002b19a3 | https://www.assets.signify.com/is/content/Signify/5de484c490d94a28a121adad002b1a68 | ADAM-ca18b846373d45858b0ead7300901b9c | https://www.assets.signify.com/is/content/Signify/fp929003033331-gis-global | [12 empty] | E | 806 lumen |  | 827 ¦ CCT of 2700K | 80 | 2700 K | 7 W | 115.00 lm/W | 50 to 60 Hz |  | 806 lumen | 15000 hour(s) | 7 W | 0.52 |  | 20000 |  | 0.4 s | 60 W | https://www.lighting.philips.com/link/929003033331_EU/prd/aa/en
FP-929003033831 | PILA LEDCLA 75W A60 E27 WW CL ND 1CT/6 | 929003033831 | 2020-11-02 00:00:00 |  |  |  | 300 degree(s) | A60 ¦ A 60mm | E27 ¦ E27 | 2700 K | Warm White (WW) | 70 mA | <lt/>6 | 60 mm | No | 9 kWh | 70 % |  |  | 104 mm | 0.4 s | [76 empty] | ADAM-bdb1d70f064f4330b912aceb011b2487 | https://www.assets.signify.com/is/image/Signify/134c128a5e144cdf9d9eaceb011b263d | ADAM-322c734e0dff4513ac0ead730094b6d4 | https://www.assets.signify.com/is/content/Signify/fp929003033831-pss-global | [20 empty] | ADAM-98ca4b3b32504c168a7cadad002b490d | https://www.assets.signify.com/is/content/Signify/e1dae938e3f04bb18b7dadad002b49fd | ADAM-be91816216434ec3af9aad7300901585 | https://www.assets.signify.com/is/content/Signify/fp929003033831-gis-global | [12 empty] | E | 1055 lumen |  | 827 ¦ CCT of 2700K | 80 | 2700 K | 8.5 W | 124.00 lm/W | 50 to 60 Hz |  | 1055 lumen | 15000 hour(s) | 8.5 W | 0.56 |  | 20000 |  | 0.4 s | 75 W | https://www.lighting.philips.com/link/929003033831_EU/prd/aa/en
FP-929003033931 | PILA LED CLA 60W A60 E27 WW CL ND 1CT/10 | 929003033931 | 2020-11-02 00:00:00 |  |  |  | 300 degree(s) | A60 ¦ A 60mm | E27 ¦ E27 | 2700 K | Warm White (WW) | 45 mA | <lt/>6 | 60 mm | No | 7 kWh | 70 % |  |  | 104 mm | 0.4 s | [76 empty] | ADAM-bdb1d70f064f4330b912aceb011b2487 | https://www.assets.signify.com/is/image/Signify/134c128a5e144cdf9d9eaceb011b263d | ADAM-f2e0315ee0eb47de8facad73009555b9 | https://www.assets.signify.com/is/content/Signify/fp929003033931-pss-global | [20 empty] | ADAM-c8ab268fc00842f9af50adad002b79b2 | https://www.assets.signify.com/is/content/Signify/ed753ec1d6e54f6591f7adad002b7a7d | ADAM-40d37d71904544b09329ad7300900c8a | https://www.assets.signify.com/is/content/Signify/fp929003033931-gis-global | [12 empty] | E | 806 lumen |  | 827 ¦ CCT of 2700K | 80 | 2700 K | 7 W | 115.00 lm/W | 50 to 60 Hz |  | 806 lumen | 15000 hour(s) | 7 W | 0.52 |  | 20000 |  | 0.4 s | 60 W | https://www.lighting.philips.com/link/929003033931_EU/prd/aa/en
FP-929003035931 | PILA LEDCLA 60W B35 E14 WW CL ND 1CT/10 | 929003035931 | 2020-11-02 00:00:00 |  |  |  | 300 degree(s) | B35 ¦ B 35mm | E14 ¦ E14 | 2700 K | Warm White (WW) | 45 mA | <lt/>6 | 35 mm | No | 7 kWh | 70 % |  |  | 97 mm | 0.4 s | [76 empty] | ADAM-3395cdada1fa4431922baceb011b1e37 | https://www.assets.signify.com/is/image/Signify/282f117d257943fc9200aceb011b2000 | ADAM-221c10a126e5432f968fad7300953d44 | https://www.assets.signify.com/is/content/Signify/fp929003035931-pss-global | [20 empty] | ADAM-f5458c84173643318761adad001aa53d | https://www.assets.signify.com/is/content/Signify/51412cd76ec34c158fa4adad001aaa1a | ADAM-62d6d5837e924f9895e8ad730090246a | https://www.assets.signify.com/is/content/Signify/fp929003035931-gis-global | [12 empty] | E | 806 lumen |  | 827 ¦ CCT of 2700K | 80 | 2700 K | 6.5 W | 124.00 lm/W | 50 to 60 Hz |  | 806 lumen | 15000 hour(s) | 6.5 W | 0.52 |  | 20000 |  | 0.4 s | 60 W | https://www.lighting.philips.com/link/929003035931_EU/prd/aa/en
FP-929003036131 | PILA LEDCLA 60W P45 E14 WW CL ND 1CT/10 | 929003036131 | 2020-11-02 00:00:00 |  |  |  |  | P45 ¦ P 45mm | E14 ¦ E14 | 2700 K | Warm White (WW) | 45 mA | <lt/>6 | 45 mm | No | 7 kWh | 70 % |  |  | 80 mm | 0.4 s | [76 empty] | ADAM-15a303eed9954706b60dad6d010cd620 | https://www.assets.signify.com/is/image/Signify/76b3490c1d54461da6a9ad6d010cd6fe | ADAM-69082f11741c4313ba74ad73009412eb | https://www.assets.signify.com/is/content/Signify/fp929003036131-pss-global | [20 empty] | ADAM-37bf43ec15b643bd8a8badad001b1065 | https://www.assets.signify.com/is/content/Signify/4c6906c786024610b531adad001b1237 | ADAM-fc0fc9fd00c14007a708ad730090383a | https://www.assets.signify.com/is/content/Signify/fp929003036131-gis-global | [12 empty] | E | 806 lumen |  | 827 ¦ CCT of 2700K | 80 | 2700 K | 6.5 W | 124.00 lm/W | 50 to 60 Hz |  | 806 lumen | 15000 hour(s) | 6.5 W | 0.52 |  | 20000 |  | 0.4 s | 60 W | https://www.lighting.philips.com/link/929003036131_EU/prd/aa/en
FP-929003038231 | PILA LED 35W GU10 CW 36D ND 1CT/10 | 929003038231 | 2020-11-02 00:00:00 |  |  |  | 36 degree(s) | PAR16 ¦ PAR 2 inch/50mm | GU10 ¦ GU10 | 4000 K | Cool White (CW) | 27 mA | <lt/>6 | 50 mm | No | 3 kWh | 70 % | 260 lumen | 600 cd | 56 mm | 0.4 s | Yes |  | -20 °C to 45 °C | [73 empty] | ADAM-76eb23f1059b4e62905bad6d010cd899 | https://www.assets.signify.com/is/image/Signify/6088a10319f54d08b5bfad6d010cdbba | ADAM-6494c12c94494a7fa736ad7300951fe8 | https://www.assets.signify.com/is/content/Signify/fp929003038231-pss-global | [20 empty] | ADAM-8f8677670a524c2a8a74aefc00a7cb93 | https://www.assets.signify.com/is/content/Signify/dfda4577217f44399e7aaefc00a7cd6c | ADAM-7dc56b8da973437c8f13ad7300901374 | https://www.assets.signify.com/is/content/Signify/fp929003038231-gis-global | [12 empty] | F | 260 lumen |  | 840 ¦ CCT of 4000K | 80 | 4000 K | 3 W | 86 lm/W | 50 to 60 Hz |  | 260 lumen | 15000 hour(s) | 3 W | 0.41 |  | 30000 |  | 0.4 s | 35 W | https://www.lighting.philips.com/link/929003038231_EU/prd/aa/en
FP-929003038331 | PILA LED 50W GU10 CW 36D ND 1CT/10 | 929003038331 | 2020-11-02 00:00:00 |  |  |  | 36 degree(s) | PAR16 ¦ PAR 2 inch/50mm | GU10 ¦ GU10 | 4000 K | Cool White (CW) | 38 mA | <lt/>6 | 50 mm | No | 5 kWh | 70 % | 440 lumen | 970 cd | 56 mm | 0.4 s | Yes |  | -20 °C to 45 °C | [73 empty] | ADAM-76eb23f1059b4e62905bad6d010cd899 | https://www.assets.signify.com/is/image/Signify/6088a10319f54d08b5bfad6d010cdbba | ADAM-6c37f4b8b2e44b279c2ead7300954102 | https://www.assets.signify.com/is/content/Signify/fp929003038331-pss-global | [20 empty] | ADAM-b5cd122263774c75b0b4aefc00a81d1a | https://www.assets.signify.com/is/content/Signify/d46c092ce911458ebb76aefc00a81e59 | ADAM-6d49dda7d02b43fb81afad73009031ed | https://www.assets.signify.com/is/content/Signify/fp929003038331-gis-global | [12 empty] | E | 440 lumen |  | 840 ¦ CCT of 4000K | 80 | 4000 K | 4.7 W | 93 lm/W | 50 to 60 Hz |  | 440 lumen | 15000 hour(s) | 4.7 W | 0.4 |  | 30000 |  | 0.4 s | 50 W | https://www.lighting.philips.com/link/929003038331_EU/prd/aa/en
FP-929003038531 | PILA LED 35W GU10 WW 36D ND 1CT/10 | 929003038531 | 2020-11-02 00:00:00 |  |  |  | 36 degree(s) | PAR16 ¦ PAR 2 inch/50mm | GU10 ¦ GU10 | 2700 K | Warm White (WW) | 27 mA | <lt/>6 | 50 mm | No | 3 kWh | 70 % | 230 lumen | 530 cd | 56 mm | 0.4 s | Yes |  | -20 °C to 45 °C | [73 empty] | ADAM-76eb23f1059b4e62905bad6d010cd899 | https://www.assets.signify.com/is/image/Signify/6088a10319f54d08b5bfad6d010cdbba | ADAM-44db56032e164bae93a6ad7300952dcc | https://www.assets.signify.com/is/content/Signify/fp929003038531-pss-global | [20 empty] | ADAM-97234ad2780d4ca29aabaefc00a87a7b | https://www.assets.signify.com/is/content/Signify/1d6f484899c24c9495a6aefc00a87ba0 | ADAM-c3a8d607fd6545fd9b94ad73009048c3 | https://www.assets.signify.com/is/content/Signify/fp929003038531-gis-global | [12 empty] | F | 230 lumen |  | 827 ¦ CCT of 2700K | 80 | 2700 K | 3 W | 76 lm/W | 50 to 60 Hz |  | 230 lumen | 15000 hour(s) | 3 W | 0.41 |  | 30000 |  | 0.4 s | 35 W | https://www.lighting.philips.com/link/929003038531_EU/prd/aa/en
FP-929003038631 | PILA LED 50W GU10 WW 36D ND 1CT/10 | 929003038631 | 2020-11-02 00:00:00 |  |  |  | 36 degree(s) | PAR16 ¦ PAR 2 inch/50mm | GU10 ¦ GU10 | 2700 K | Warm White (WW) | 38 mA | <lt/>6 | 50 mm | No | 5 kWh | 70 % | 380 lumen | 870 cd | 56 mm | 0.4 s | Yes |  | -20 °C to 45 °C | [73 empty] | ADAM-76eb23f1059b4e62905bad6d010cd899 | https://www.assets.signify.com/is/image/Signify/6088a10319f54d08b5bfad6d010cdbba | ADAM-090cd0f576ab4282ae4aad73009348f7 | https://www.assets.signify.com/is/content/Signify/fp929003038631-pss-global | [20 empty] | ADAM-f162b342c0ec4335ad40aefc00a8cc8e | https://www.assets.signify.com/is/content/Signify/fbeba6fd1a5c4ba18701aefc00a8cf06 | ADAM-da50f01a998a47918c67ad7300901e00 | https://www.assets.signify.com/is/content/Signify/fp929003038631-gis-global | [12 empty] | F | 380 lumen |  | 827 ¦ CCT of 2700K | 80 | 2700 K | 4.7 W | 80 lm/W | 50 to 60 Hz |  | 380 lumen | 15000 hour(s) | 4.7 W | 0.4 |  | 30000 |  | 0.4 s | 50 W | https://www.lighting.philips.com/link/929003038631_EU/prd/aa/en
FP-929003038831 | PILA LED 65W GU10 WW 36D ND 1CT/10 | 929003038831 | 2020-11-13 00:00:00 |  |  |  | 36 degree(s) | PAR16 ¦ PAR 2 inch/50mm | GU10 ¦ GU10 | 2700 K | Warm White (WW) | 42 mA | <lt/>6 | 50 mm | No | 5 kWh | 70 % | 460 lumen | 850 cd | 56 mm | 0.4 s | Yes |  | -20 °C to 45 °C | [73 empty] | ADAM-4d4c5cf9b1fb4ea9aed2ad6d010cbf6c | https://www.assets.signify.com/is/image/Signify/e4f890f9f7e34bce8b46ad6d010cc038 | ADAM-254122dadffb4e57b32dad730094e048 | https://www.assets.signify.com/is/content/Signify/fp929003038831-pss-global | [20 empty] | ADAM-1aef0c1ab44a45518f7aaefc00a951db | https://www.assets.signify.com/is/content/Signify/ede92b9f69294d6eb79faefc00a9535b | ADAM-8902e9d9986a44ef94d2ad73009008d5 | https://www.assets.signify.com/is/content/Signify/fp929003038831-gis-global | [12 empty] | E | 460 lumen |  | 827 ¦ CCT of 2700K | 80 | 2700 K | 4.9 W | 93 lm/W | 50 to 60 Hz |  | 460 lumen | 15000 hour(s) | 4.9 W | 0.4 |  | 30000 |  | 0.4 s | 65 W | https://www.lighting.philips.com/link/929003038831_EU/prd/aa/en
FP-929003042602 | MAS ExpertColor 14.8-75W 927 AR111 24D | 929003042602 | 2020-11-03 00:00:00 |  |  |  | 24 degree(s) | AR111 | G53 ¦ G53 | 2700 K | Warm White (WW) | 1500 mA | <lt/>4 | 111 mm | Only with specific dimmers | 15 kWh | 70 % | 875 lumen | 3000 cd | 61 mm | 0.5 s | Yes | [11 empty] | Yes | [63 empty] | ADAM-20170515100216911 | https://www.assets.signify.com/is/image/Signify/2bc7fd6349d4498cb469a7740083fa74 | ADAM-25a6f1ace3cc4c73959fad780064018b | https://www.assets.signify.com/is/content/Signify/fp929003042602-pss-global | ADAM-20170606045916372 | https://www.assets.signify.com/is/image/PhilipsLighting/219f21bf4c674bfc8566a78a0030ba00 | [8 empty] | ADAM-99e2ef702c9f441f81e5ad5e0173f81d | https://www.docs.signify.com/assets/ies/ledspots_mas_slr_14%2c8w_ar111_g53_927_24d-ies.ies | [8 empty] | ADAM-1445b8a0a8584096a31badad00fde25b | https://www.assets.signify.com/is/content/Signify/44491b514ae54c5b901dadad00fde3a5 | ADAM-1477971fcd714536ba11ad7f00e8ec52 | https://www.assets.signify.com/is/content/Signify/fp929003042602-gis-global | [12 empty] | G | 875 lumen |  | 927 ¦ CCT of 2700K | 95 | 2700 K | 14.8 W | 59 lm/W | 50 to 60 Hz |  | 875 lumen | 40000 hour(s) | 14.8 W | 0.7 |  | 50000 |  | 0.5 s | 75 W | https://www.lighting.philips.com/link/929003042602_EU/prd/aa/en
FP-929003042702 | MAS ExpertColor 14.8-75W 927 AR111 45D | 929003042702 | 2020-11-03 00:00:00 |  |  |  | 45 degree(s) | AR111 | G53 ¦ G53 | 2700 K | Warm White (WW) | 1500 mA | <lt/>4 | 111 mm | Only with specific dimmers | 15 kWh | 70 % | 875 lumen | 1200 cd | 61 mm | 0.5 s | Yes | [11 empty] | Yes | [63 empty] | ADAM-20170515100216911 | https://www.assets.signify.com/is/image/Signify/2bc7fd6349d4498cb469a7740083fa74 | ADAM-043f07f2667e4134b714ad7800631a25 | https://www.assets.signify.com/is/content/Signify/fp929003042702-pss-global | ADAM-20170606045916372 | https://www.assets.signify.com/is/image/PhilipsLighting/219f21bf4c674bfc8566a78a0030ba00 | [8 empty] | ADAM-7b7ef5b9310f4873a88dad5e0173f965 | https://www.docs.signify.com/assets/ies/ledspots_mas_slr_14%2c8w_ar111_g53_927_45d-ies.ies | [8 empty] | ADAM-99bf5acad9cc47d6b5f4adad00ffa26e | https://www.assets.signify.com/is/content/Signify/aaec112f37ee454c94bcadad00ffa45f | ADAM-6ab79c58522b42178513ad7f00e9a474 | https://www.assets.signify.com/is/content/Signify/fp929003042702-gis-global | [12 empty] | G | 875 lumen |  | 927 ¦ CCT of 2700K | 95 | 2700 K | 14.8 W | 59 lm/W | 50 to 60 Hz |  | 875 lumen | 40000 hour(s) | 14.8 W | 0.7 |  | 50000 |  | 0.5 s | 75 W | https://www.lighting.philips.com/link/929003042702_EU/prd/aa/en
FP-929003042802 | MAS ExpertColor 14.8-75W 930 AR111 24D | 929003042802 | 2020-11-03 00:00:00 |  |  |  | 24 degree(s) | AR111 | G53 ¦ G53 | 3000 K | White (WH) | 1500 mA | <lt/>4 | 111 mm | Only with specific dimmers | 15 kWh | 70 % | 875 lumen | 3000 cd | 61 mm | 0.5 s | Yes | [11 empty] | Yes | [63 empty] | ADAM-20170515100216911 | https://www.assets.signify.com/is/image/Signify/2bc7fd6349d4498cb469a7740083fa74 | ADAM-c09318d9c4b446419f5fad7800620ea5 | https://www.assets.signify.com/is/content/Signify/fp929003042802-pss-global | ADAM-20170606045916372 | https://www.assets.signify.com/is/image/PhilipsLighting/219f21bf4c674bfc8566a78a0030ba00 | [8 empty] | ADAM-5e050feca82f40edbf33ad5e0173fb32 | https://www.docs.signify.com/assets/ies/ledspots_mas_slr_14%2c8w_ar111_g53_930_24d-ies.ies | [8 empty] | ADAM-abae832292084e13a90dadad00fea286 | https://www.assets.signify.com/is/content/Signify/2d2920abe79549a38c10adad00fea37e | ADAM-1ca637fcfe55487b80e7ad7f00e8d75b | https://www.assets.signify.com/is/content/Signify/fp929003042802-gis-global | [12 empty] | G | 875 lumen |  | 930 ¦ CCT of 3000K | 95 | 3000 K | 14.8 W | 59 lm/W | 50 to 60 Hz |  | 875 lumen | 40000 hour(s) | 14.8 W | 0.7 |  | 50000 |  | 0.5 s | 75 W | https://www.lighting.philips.com/link/929003042802_EU/prd/aa/en
FP-929003042902 | MAS ExpertColor 14.8-75W 930 AR111 45D | 929003042902 | 2020-11-03 00:00:00 |  |  |  | 45 degree(s) | AR111 | G53 ¦ G53 | 3000 K | White (WH) | 1500 mA | <lt/>4 | 111 mm | Only with specific dimmers | 15 kWh | 70 % | 875 lumen | 1300 cd | 61 mm | 0.5 s | Yes | [11 empty] | Yes | [63 empty] | ADAM-20170515100216911 | https://www.assets.signify.com/is/image/Signify/2bc7fd6349d4498cb469a7740083fa74 | ADAM-f08f71bd4dcb46ed9f49ad780063ef46 | https://www.assets.signify.com/is/content/Signify/fp929003042902-pss-global | ADAM-20170606045916372 | https://www.assets.signify.com/is/image/PhilipsLighting/219f21bf4c674bfc8566a78a0030ba00 | [8 empty] | ADAM-cc7a2185be2d45b6a9dbad5e0173fdbd | https://www.docs.signify.com/assets/ies/ledspots_mas_slr_14%2c8w_ar111_g53_930_45d-ies.ies | [8 empty] | ADAM-89bc08e83dd446fab461adad00f9d667 | https://www.assets.signify.com/is/content/Signify/d2dbe66e437e46b4a13fadad00f9d83b | ADAM-bf3775f770ad497fbecbad7f00e53b62 | https://www.assets.signify.com/is/content/Signify/fp929003042902-gis-global | [12 empty] | G | 875 lumen |  | 930 ¦ CCT of 3000K | 95 | 3000 K | 14.8 W | 59 lm/W | 50 to 60 Hz |  | 875 lumen | 40000 hour(s) | 14.8 W | 0.7 |  | 50000 |  | 0.5 s | 75 W | https://www.lighting.philips.com/link/929003042902_EU/prd/aa/en
FP-929003043002 | MAS ExpertColor 14.8-75W 940 AR111 24D | 929003043002 | 2020-11-03 00:00:00 |  |  |  | 24 degree(s) | AR111 | G53 ¦ G53 | 4000 K | Cool White (CW) | 1500 mA | <lt/>4 | 111 mm | Only with specific dimmers | 15 kWh | 70 % | 950 lumen | 3300 cd | 61 mm | 0.5 s | Yes | [11 empty] | Yes | [63 empty] | ADAM-20170515100216911 | https://www.assets.signify.com/is/image/Signify/2bc7fd6349d4498cb469a7740083fa74 | ADAM-41be2c64541d480bab1ead780068e6c9 | https://www.assets.signify.com/is/content/Signify/fp929003043002-pss-global | ADAM-20170606045916372 | https://www.assets.signify.com/is/image/PhilipsLighting/219f21bf4c674bfc8566a78a0030ba00 | [8 empty] | ADAM-95400ecef5394310978ead5e0173feb2 | https://www.docs.signify.com/assets/ies/ledspots_mas_slr_14%2c8w_ar111_g53_940_24d-ies.ies | [8 empty] | ADAM-94d82cffd47e489cadadadad00fd319f | https://www.assets.signify.com/is/content/Signify/094bf79295f04f798a66adad00fd343e | ADAM-ae9b03f4fcdc4db3adcead7f00e92e1c | https://www.assets.signify.com/is/content/Signify/fp929003043002-gis-global | [12 empty] | G | 950 lumen |  | 940 ¦ CCT of 4000K | 95 | 4000 K | 14.8 W | 64.00 lm/W | 50 to 60 Hz |  | 950 lumen | 40000 hour(s) | 14.8 W | 0.7 |  | 50000 |  | 0.5 s | 75 W | https://www.lighting.philips.com/link/929003043002_EU/prd/aa/en
FP-929003043102 | MAS ExpertColor 14.8-75W 940 AR111 45D | 929003043102 | 2020-11-03 00:00:00 |  |  |  | 45 degree(s) | AR111 | G53 ¦ G53 | 4000 K | Cool White (CW) | 1500 mA | <lt/>4 | 111 mm | Only with specific dimmers | 15 kWh | 70 % | 950 lumen | 1400 cd | 61 mm | 0.5 s | Yes | [11 empty] | Yes | [63 empty] | ADAM-20170515100216911 | https://www.assets.signify.com/is/image/Signify/2bc7fd6349d4498cb469a7740083fa74 | ADAM-c7d465d5d0d043bf8e69ad7800628b23 | https://www.assets.signify.com/is/content/Signify/fp929003043102-pss-global | ADAM-20170606045916372 | https://www.assets.signify.com/is/image/PhilipsLighting/219f21bf4c674bfc8566a78a0030ba00 | [8 empty] | ADAM-2d8ab7f335f04b8a9c8dad5e0173ffc4 | https://www.docs.signify.com/assets/ies/ledspots_mas_slr_14%2c8w_ar111_g53_940_45d-ies.ies | [8 empty] | ADAM-de5e1138a5304087aca8adad00f84db4 | https://www.assets.signify.com/is/content/Signify/f813db66d68844cda303adad00f85034 | ADAM-97415e6d0201443f91f5ad7f00e9b3ec | https://www.assets.signify.com/is/content/Signify/fp929003043102-gis-global | [12 empty] | G | 950 lumen |  | 940 ¦ CCT of 4000K | 95 | 4000 K | 14.8 W | 64.00 lm/W | 50 to 60 Hz |  | 950 lumen | 40000 hour(s) | 14.8 W | 0.7 |  | 50000 |  | 0.5 s | 75 W | https://www.lighting.philips.com/link/929003043102_EU/prd/aa/en
FP-929003043202 | MAS ExpertColor 10.8-50W 927 AR111 9D | 929003043202 | 2020-11-03 00:00:00 |  |  |  | 9 degree(s) | AR111 | G53 ¦ G53 | 2700 K | Warm White (WW) | 1000 mA | <lt/>4 | 111 mm | Only with specific dimmers | 11 kWh | 70 % | 600 lumen | 8000 cd | 61 mm | 0.5 s | Yes | [11 empty] | Yes | [63 empty] | ADAM-c2f34c647059475e9ab0ad5e017439e5 | https://www.assets.signify.com/is/image/Signify/4d7d2aca8aeb4e1684f7ad5e01743bab | ADAM-ad071f94c6384b1c8094ad7800670199 | https://www.assets.signify.com/is/content/Signify/fp929003043202-pss-global | ADAM-20170606045916372 | https://www.assets.signify.com/is/image/PhilipsLighting/219f21bf4c674bfc8566a78a0030ba00 | [8 empty] | ADAM-74bf58df76e143d8ae89ad5e017401b0 | https://www.docs.signify.com/assets/ies/ledspots_mas_slr_10%2c8w_ar111_g53_927_9d-ies.ies | [8 empty] | ADAM-f615f02739e94858a103adad00f95c19 | https://www.assets.signify.com/is/content/Signify/fce96390779f41279e1fadad00f95d03 | ADAM-bfd481b8786a4a0f9a40ad7f00e9b65d | https://www.assets.signify.com/is/content/Signify/fp929003043202-gis-global | [12 empty] | G | 600 lumen |  | 927 ¦ CCT of 2700K | 95 | 2700 K | 10.8 W | 55.00 lm/W | 50 to 60 Hz |  | 600 lumen | 40000 hour(s) | 10.8 W | 0.7 |  | 50000 |  | 0.5 s | 50 W | https://www.lighting.philips.com/link/929003043202_EU/prd/aa/en
FP-929003043302 | MAS ExpertColor 10.8-50W 927 AR111 24D | 929003043302 | 2020-11-03 00:00:00 |  |  |  | 24 degree(s) | AR111 | G53 ¦ G53 | 2700 K | Warm White (WW) | 1000 mA | <lt/>4 | 111 mm | Only with specific dimmers | 11 kWh | 70 % | 600 lumen | 3000 cd | 61 mm | 0.5 s | Yes | [11 empty] | Yes | [63 empty] | ADAM-20170515100216911 | https://www.assets.signify.com/is/image/Signify/2bc7fd6349d4498cb469a7740083fa74 | ADAM-6e971634a1b34cbe81acad78006475a5 | https://www.assets.signify.com/is/content/Signify/fp929003043302-pss-global | ADAM-20170606045916372 | https://www.assets.signify.com/is/image/PhilipsLighting/219f21bf4c674bfc8566a78a0030ba00 | [8 empty] | ADAM-bd7b94d814284f2e8c09ad5e017402bc | https://www.docs.signify.com/assets/ies/ledspots_mas_slr_10%2c8w_ar111_g53_927_24d-ies.ies | [8 empty] | ADAM-89873aaea20e4bcfa2b6adad00f8e1fd | https://www.assets.signify.com/is/content/Signify/839e07739eca4a4b8355adad00f8e2d0 | ADAM-11accac3b7bf4c74ba1cad7f00e56569 | https://www.assets.signify.com/is/content/Signify/fp929003043302-gis-global | [12 empty] | G | 600 lumen |  | 927 ¦ CCT of 2700K | 95 | 2700 K | 10.8 W | 55 lm/W | 50 to 60 Hz |  | 600 lumen | 40000 hour(s) | 10.8 W | 0.7 |  | 50000 |  | 0.5 s | 50 W | https://www.lighting.philips.com/link/929003043302_EU/prd/aa/en
FP-929003043402 | MAS ExpertColor 10.8-50W 927 AR111 40D | 929003043402 | 2020-11-03 00:00:00 |  |  |  | 40 degree(s) | AR111 | G53 ¦ G53 | 2700 K | Warm White (WW) | 1000 mA | <lt/>4 | 111 mm | Only with specific dimmers | 11 kWh | 70 % | 600 lumen | 1200 cd | 61 mm | 0.5 s | Yes | [11 empty] | Yes | [63 empty] | ADAM-20170515100216911 | https://www.assets.signify.com/is/image/Signify/2bc7fd6349d4498cb469a7740083fa74 | ADAM-0962f7e3767f469796d9ad7800635988 | https://www.assets.signify.com/is/content/Signify/fp929003043402-pss-global | ADAM-20170606045916372 | https://www.assets.signify.com/is/image/PhilipsLighting/219f21bf4c674bfc8566a78a0030ba00 | [8 empty] | ADAM-a65569333f074bbda841ad5e017403a4 | https://www.docs.signify.com/assets/ies/ledspots_mas_slr_10%2c8w_ar111_g53_927_40d-ies.ies | [8 empty] | ADAM-7d53cf8d642f48fe9ba0adad00fd8ed5 | https://www.assets.signify.com/is/content/Signify/29331bf17ecc474ba0d8adad00fd9031 | ADAM-f4138733c47540da9659ad7f00e92b57 | https://www.assets.signify.com/is/content/Signify/fp929003043402-gis-global | [12 empty] | G | 600 lumen |  | 927 ¦ CCT of 2700K | 95 | 2700 K | 10.8 W | 55 lm/W | 50 to 60 Hz |  | 600 lumen | 40000 hour(s) | 10.8 W | 0.7 |  | 50000 |  | 0.5 s | 50 W | https://www.lighting.philips.com/link/929003043402_EU/prd/aa/en
FP-929003043502 | MAS ExpertColor 10.8-50W 930 AR111 9D | 929003043502 | 2020-11-03 00:00:00 |  |  |  | 9 degree(s) | AR111 | G53 ¦ G53 | 3000 K | White (WH) | 1000 mA | <lt/>4 | 111 mm | Only with specific dimmers | 11 kWh | 70 % | 620 lumen | 8000 cd | 61 mm | 0.5 s | Yes | [11 empty] | Yes | [63 empty] | ADAM-c2f34c647059475e9ab0ad5e017439e5 | https://www.assets.signify.com/is/image/Signify/4d7d2aca8aeb4e1684f7ad5e01743bab | ADAM-d5cdc7a9048445f4b0aaad7800641328 | https://www.assets.signify.com/is/content/Signify/fp929003043502-pss-global | ADAM-20170606045916372 | https://www.assets.signify.com/is/image/PhilipsLighting/219f21bf4c674bfc8566a78a0030ba00 | [8 empty] | ADAM-56a1ccaf87a74e18803ead5e017404a6 | https://www.docs.signify.com/assets/ies/ledspots_mas_slr_10%2c8w_ar111_g53_930_9d-ies.ies | [8 empty] | ADAM-7e92d2baab0c494cab07adad00fbda9e | https://www.assets.signify.com/is/content/Signify/f07c281ef53545218eeaadad00fbdc1a | ADAM-c61adbeec9074b95a6a4ad7f00e38a65 | https://www.assets.signify.com/is/content/Signify/fp929003043502-gis-global | [12 empty] | G | 620 lumen |  | 930 ¦ CCT of 3000K | 95 | 3000 K | 10.8 W | 57.00 lm/W | 50 to 60 Hz |  | 620 lumen | 40000 hour(s) | 10.8 W | 0.7 |  | 50000 |  | 0.5 s | 50 W | https://www.lighting.philips.com/link/929003043502_EU/prd/aa/en
FP-929003043602 | MAS ExpertColor 10.8-50W 930 AR111 24D | 929003043602 | 2020-11-03 00:00:00 |  |  |  | 24 degree(s) | AR111 | G53 ¦ G53 | 3000 K | White (WH) | 1000 mA | <lt/>4 | 111 mm | Only with specific dimmers | 11 kWh | 70 % | 620 lumen | 3200 cd | 61 mm | 0.5 s | Yes | [11 empty] | Yes | [63 empty] | ADAM-20170515100216911 | https://www.assets.signify.com/is/image/Signify/2bc7fd6349d4498cb469a7740083fa74 | ADAM-26a36cab4e614949a161ad78006590ab | https://www.assets.signify.com/is/content/Signify/fp929003043602-pss-global | ADAM-20170606045916372 | https://www.assets.signify.com/is/image/PhilipsLighting/219f21bf4c674bfc8566a78a0030ba00 | [8 empty] | ADAM-b0e19d7e6a634c5aacedad5e0174058d | https://www.docs.signify.com/assets/ies/ledspots_mas_slr_10%2c8w_ar111_g53_930_24d-ies.ies | [8 empty] | ADAM-d1ae6f55ebd343cda9d8adad00fa47a1 | https://www.assets.signify.com/is/content/Signify/0f3e04d5a3944dde9ccaadad00fa4894 | ADAM-bdc9cf885c684d759e33ad7f00e69388 | https://www.assets.signify.com/is/content/Signify/fp929003043602-gis-global | [12 empty] | G | 620 lumen |  | 930 ¦ CCT of 3000K | 95 | 3000 K | 10.8 W | 57 lm/W | 50 to 60 Hz |  | 620 lumen | 40000 hour(s) | 10.8 W | 0.7 |  | 50000 |  | 0.5 s | 50 W | https://www.lighting.philips.com/link/929003043602_EU/prd/aa/en
FP-929003043702 | MAS ExpertColor 10.8-50W 930 AR111 40D | 929003043702 | 2020-11-03 00:00:00 |  |  |  | 40 degree(s) | AR111 | G53 ¦ G53 | 3000 K | White (WH) | 1000 mA | <lt/>4 | 111 mm | Only with specific dimmers | 11 kWh | 70 % | 620 lumen | 1200 cd | 61 mm | 0.5 s | Yes | [11 empty] | Yes | [63 empty] | ADAM-20170515100216911 | https://www.assets.signify.com/is/image/Signify/2bc7fd6349d4498cb469a7740083fa74 | ADAM-0e791e57caa7474c9838ad780065ba80 | https://www.assets.signify.com/is/content/Signify/fp929003043702-pss-global | ADAM-20170606045916372 | https://www.assets.signify.com/is/image/PhilipsLighting/219f21bf4c674bfc8566a78a0030ba00 | [8 empty] | ADAM-2811a48047ea4b6493e7ad5e017407de | https://www.docs.signify.com/assets/ies/ledspots_mas_slr_10%2c8w_ar111_g53_930_40d-ies.ies | [8 empty] | ADAM-8d31a12777b2449fba55adad00fccff1 | https://www.assets.signify.com/is/content/Signify/5250276e23b845a48cc1adad00fcd236 | ADAM-1771992d22d94aaeb0bfad7f00e7baa2 | https://www.assets.signify.com/is/content/Signify/fp929003043702-gis-global | [12 empty] | G | 620 lumen |  | 930 ¦ CCT of 3000K | 95 | 3000 K | 10.8 W | 57 lm/W | 50 to 60 Hz |  | 620 lumen | 40000 hour(s) | 10.8 W | 0.7 |  | 50000 |  | 0.5 s | 50 W | https://www.lighting.philips.com/link/929003043702_EU/prd/aa/en
FP-929003044102 | MAS LEDtube 600mm HE 8W 830 T5 EU | 929003044102 | 2020-11-04 00:00:00 |  |  |  | 200 degree(s) | Tube, double-ended | G5 ¦ G5 | 3000 K | White (WH) | 40 mA | <lt/>6 | 19 mm | No | 8 kWh | 70 % |  |  | 563 mm | 0.5 s |  |  | -20 °C to 45 °C | [9 empty] | Yes | [63 empty] | ADAM-20170725094847734 | https://www.assets.signify.com/is/image/PhilipsLighting/978ab80649214bedb481a7bb0080c23a | ADAM-78cd8760d9864e31b711ad5c017bab63 | https://www.assets.signify.com/is/content/Signify/fp929003044102-pss-global | ADAM-20161212150217384 | https://www.assets.signify.com/is/image/PhilipsLighting/6eba304c25944252a4f1a6da00e6dcc0 |  |  | ADAM-ab431c7b211445dc9d1cae7d00a1fb69 | https://www.assets.signify.com/is/content/Signify/415d7353685f4be39340ae7d00a202b0 |  |  |  |  | ADAM-2f7294f70d174be49bbcad5900ea6a04 | https://www.docs.signify.com/assets/ies/ledtube_mas_g3_8w_g13_1000lm_830-ies.ies | [8 empty] | ADAM-93a8ec27d4c548db9d6cadab015c1b2b | https://www.assets.signify.com/is/content/Signify/cc9a8d3087eb417584dcadab015c1c07 | ADAM-3e1faeb69a1643f69523ad5c0179b0de | https://www.assets.signify.com/is/content/Signify/fp929003044102-gis-global | [12 empty] | E | 1000 lumen |  | 830 ¦ CCT of 3000K | 80 | 3000 K | 8 W | 125.00 lm/W | 50 to 60 Hz |  | 1000 lumen | 50000 hour(s) | 8 W | 0.92 |  | 200000 |  | 0.5 s |  | https://www.lighting.philips.com/link/929003044102_EU/prd/aa/en
FP-929003044202 | MAS LEDtube 600mm HE 8W 840 T5 EU | 929003044202 | 2020-11-04 00:00:00 |  |  |  | 200 degree(s) | Tube, double-ended | G5 ¦ G5 | 4000 K | Cool White (CW) | 40 mA | <lt/>6 | 19 mm | No | 8 kWh | 70 % |  |  | 563 mm | 0.5 s |  |  | -20 °C to 45 °C | [9 empty] | Yes | [63 empty] | ADAM-20170725094847734 | https://www.assets.signify.com/is/image/PhilipsLighting/978ab80649214bedb481a7bb0080c23a | ADAM-250e5ea2fe4e4c818885ad5c017c2649 | https://www.assets.signify.com/is/content/Signify/fp929003044202-pss-global | ADAM-20161212150217384 | https://www.assets.signify.com/is/image/PhilipsLighting/6eba304c25944252a4f1a6da00e6dcc0 |  |  | ADAM-ab431c7b211445dc9d1cae7d00a1fb69 | https://www.assets.signify.com/is/content/Signify/415d7353685f4be39340ae7d00a202b0 |  |  |  |  | ADAM-3e93666892284dfd93c3ad5900ea6abb | https://www.docs.signify.com/assets/ies/ledtube_mas_g3_8w_g13_1050lm_840-ies.ies | [8 empty] | ADAM-454bfdfa08df4239aff9adab015e2cf7 | https://www.assets.signify.com/is/content/Signify/59460d036ffc4254aab4adab015e2f7a | ADAM-7ec5570cddbb4d4494e6ad5c017962e5 | https://www.assets.signify.com/is/content/Signify/fp929003044202-gis-global | [12 empty] | E | 1050 lumen |  | 840 ¦ CCT of 4000K | 80 | 4000 K | 8 W | 131 lm/W | 50 to 60 Hz |  | 1050 lumen | 50000 hour(s) | 8 W | 0.92 |  | 200000 |  | 0.5 s |  | https://www.lighting.philips.com/link/929003044202_EU/prd/aa/en
FP-929003044302 | MAS LEDtube 600mm HE 8W 865 T5 EU | 929003044302 | 2020-11-04 00:00:00 |  |  |  | 200 degree(s) | Tube, double-ended | G5 ¦ G5 | 6500 K | Cool Daylight | 40 mA | <lt/>6 | 19 mm | No | 8 kWh | 70 % |  |  | 563 mm | 0.5 s |  |  | -20 °C to 45 °C | [9 empty] | Yes | [63 empty] | ADAM-20170725094847734 | https://www.assets.signify.com/is/image/PhilipsLighting/978ab80649214bedb481a7bb0080c23a | ADAM-dc21c47e38bd4d739a0ead5c017be1cf | https://www.assets.signify.com/is/content/Signify/fp929003044302-pss-global | ADAM-20161212150217384 | https://www.assets.signify.com/is/image/PhilipsLighting/6eba304c25944252a4f1a6da00e6dcc0 |  |  | ADAM-ab431c7b211445dc9d1cae7d00a1fb69 | https://www.assets.signify.com/is/content/Signify/415d7353685f4be39340ae7d00a202b0 |  |  |  |  | ADAM-d837a055de754b768333ad5900ea6b73 | https://www.docs.signify.com/assets/ies/ledtube_mas_g3_8w_g13_1050lm_865-ies.ies | [8 empty] | ADAM-85257d190e6c495c9c27adab015bcb43 | https://www.assets.signify.com/is/content/Signify/714d2f8bb68847d9b1e7adab015bcc8b | ADAM-0bd4757bdb444d798bd4ad5c017941df | https://www.assets.signify.com/is/content/Signify/fp929003044302-gis-global | [12 empty] | E | 1050 lumen |  | 865 ¦ CCT of 6500K | 80 | 6500 K | 8 W | 131 lm/W | 50 to 60 Hz |  | 1050 lumen | 50000 hour(s) | 8 W | 0.92 |  | 200000 |  | 0.5 s |  | https://www.lighting.philips.com/link/929003044302_EU/prd/aa/en
FP-929003044402 | MAS LEDtube 1200mm HE 16.5W 830 T5 EU | 929003044402 | 2020-11-04 00:00:00 |  |  |  | 200 degree(s) | Tube, double-ended | G5 ¦ G5 | 3000 K | White (WH) | 85 mA | <lt/>6 | 19 mm | No | 17 kWh | 70 % |  |  | 1163 mm | 0.5 s |  |  | -20 °C to 45 °C | [9 empty] | Yes | [63 empty] | ADAM-20170725094847734 | https://www.assets.signify.com/is/image/PhilipsLighting/978ab80649214bedb481a7bb0080c23a | ADAM-e8c6f6c05ea84d9bae66ad5c017c52e5 | https://www.assets.signify.com/is/content/Signify/fp929003044402-pss-global | ADAM-20161212150217384 | https://www.assets.signify.com/is/image/PhilipsLighting/6eba304c25944252a4f1a6da00e6dcc0 |  |  | ADAM-ab431c7b211445dc9d1cae7d00a1fb69 | https://www.assets.signify.com/is/content/Signify/415d7353685f4be39340ae7d00a202b0 |  |  |  |  | ADAM-368851b1ee2d43469396ad5900ea6d1a | https://www.docs.signify.com/assets/ies/ledtube_mas_g3_16%2c5w_g13_2300lm_830-ies.ies | [8 empty] | ADAM-f9c62c81f6774e8ea997adab015b8371 | https://www.assets.signify.com/is/content/Signify/f016e00499c8462e88d3adab015b8525 | ADAM-43d1f62ff2024050829dad5c01792f80 | https://www.assets.signify.com/is/content/Signify/fp929003044402-gis-global | [12 empty] | D | 2300 lumen |  | 830 ¦ CCT of 3000K | 80 | 3000 K | 16.5 W | 139.00 lm/W | 50 to 60 Hz |  | 2300 lumen | 50000 hour(s) | 16.5 W | 0.92 |  | 200000 |  | 0.5 s |  | https://www.lighting.philips.com/link/929003044402_EU/prd/aa/en
FP-929003044502 | MAS LEDtube 1200mm HE 16.5W 840 T5 EU | 929003044502 | 2020-11-04 00:00:00 |  |  |  | 200 degree(s) | Tube, double-ended | G5 ¦ G5 | 4000 K | Cool White (CW) | 85 mA | <lt/>6 | 19 mm | No | 17 kWh | 70 % |  |  | 1163 mm | 0.5 s |  |  | -20 °C to 45 °C | [9 empty] | Yes | [63 empty] | ADAM-20170725094847734 | https://www.assets.signify.com/is/image/PhilipsLighting/978ab80649214bedb481a7bb0080c23a | ADAM-38ceebc4c2924e1fa9a2ad5c017c2f88 | https://www.assets.signify.com/is/content/Signify/fp929003044502-pss-global | ADAM-20161212150217384 | https://www.assets.signify.com/is/image/PhilipsLighting/6eba304c25944252a4f1a6da00e6dcc0 |  |  | ADAM-ab431c7b211445dc9d1cae7d00a1fb69 | https://www.assets.signify.com/is/content/Signify/415d7353685f4be39340ae7d00a202b0 |  |  |  |  | ADAM-84712f621c644129994bad5900ea6dc7 | https://www.docs.signify.com/assets/ies/ledtube_mas_g3_16%2c5w_g13_2500lm_840-ies.ies | [8 empty] | ADAM-9587589bd4804423ae0cadab015c8618 | https://www.assets.signify.com/is/content/Signify/7553b0483bcf4354aeeaadab015c88c9 | ADAM-e40659e0e7354013a236ad5c01794708 | https://www.assets.signify.com/is/content/Signify/fp929003044502-gis-global | [12 empty] | D | 2500 lumen |  | 840 ¦ CCT of 4000K | 80 | 4000 K | 16.5 W | 151 lm/W | 50 to 60 Hz |  | 2500 lumen | 50000 hour(s) | 16.5 W | 0.92 |  | 200000 |  | 0.5 s |  | https://www.lighting.philips.com/link/929003044502_EU/prd/aa/en
FP-929003044602 | MAS LEDtube 1200mm HE 16.5W 865 T5 EU | 929003044602 | 2020-11-04 00:00:00 |  |  |  | 200 degree(s) | Tube, double-ended | G5 ¦ G5 | 6500 K | Cool Daylight | 85 mA | <lt/>6 | 19 mm | No | 17 kWh | 70 % |  |  | 1163 mm | 0.5 s |  |  | -20 °C to 45 °C | [9 empty] | Yes | [63 empty] | ADAM-20170725094847734 | https://www.assets.signify.com/is/image/PhilipsLighting/978ab80649214bedb481a7bb0080c23a | ADAM-1b138c680b36452da1d8ad5c017bc05d | https://www.assets.signify.com/is/content/Signify/fp929003044602-pss-global | ADAM-20161212150217384 | https://www.assets.signify.com/is/image/PhilipsLighting/6eba304c25944252a4f1a6da00e6dcc0 |  |  | ADAM-ab431c7b211445dc9d1cae7d00a1fb69 | https://www.assets.signify.com/is/content/Signify/415d7353685f4be39340ae7d00a202b0 |  |  |  |  | ADAM-5983dadab86443f8b333ad5900ea6e72 | https://www.docs.signify.com/assets/ies/ledtube_mas_g3_16%2c5w_g13_2500lm_865-ies.ies | [8 empty] | ADAM-e80f7874b21d42d28f49adab015b1aa6 | https://www.assets.signify.com/is/content/Signify/781622cecc674cf9baa4adab015b1dc8 | ADAM-5f60eb2d53404fcb99abad5c017936a9 | https://www.assets.signify.com/is/content/Signify/fp929003044602-gis-global | [12 empty] | D | 2500 lumen |  | 865 ¦ CCT of 6500K | 80 | 6500 K | 16.5 W | 151 lm/W | 50 to 60 Hz |  | 2500 lumen | 50000 hour(s) | 16.5 W | 0.92 |  | 200000 |  | 0.5 s |  | https://www.lighting.philips.com/link/929003044602_EU/prd/aa/en
FP-929003057502 | MAS VLE LEDBulb D5.9-60W E27 927 A60CLG | 929003057502 | 2020-12-16 00:00:00 |  |  |  |  | A60 ¦ A 60mm | E27 ¦ E27 | 2700 K | Warm White (WW) | 35 mA | <lt/>6 | 60 mm | Only with specific dimmers | 6 kWh | 70 % |  |  | 104 mm | 0.5 s | [12 empty] | Yes | [63 empty] | ADAM-41dfd677565345be9deead5100e76c64 | https://www.assets.signify.com/is/image/Signify/464bf763b8cc45d0b2e8ad5100e76e3a | ADAM-102ac23b47d4495ca85cad5c00b7fc35 | https://www.assets.signify.com/is/content/Signify/fp929003057502-pss-global | ADAM-0c5aca8eb8da46a8b043abf300f2e70e | https://www.assets.signify.com/is/image/PhilipsLighting/0f777a642a0f483c9324abf300f2e91d | [8 empty] | ADAM-adc5a28b62474dc49c62ad5100e7313a | https://www.docs.signify.com/assets/ies/ledbulb_mas_5%2c9w_a60_e27_927_cl-ies.ies | [8 empty] | ADAM-84afef9a628b4fa881ffadab015c83bb | https://www.assets.signify.com/is/content/Signify/5c225760260d4e15b33aadab015c84de | ADAM-54c74c55c8a44ca7a0e6ad5c00984ff9 | https://www.assets.signify.com/is/content/Signify/fp929003057502-gis-global | [12 empty] | D | 806 lumen |  | 927 ¦ CCT of 2700K | 90 | 2700 K | 5.9 W | 136 lm/W | 50 to 60 Hz |  | 806 lumen | 15000 hour(s) | 5.9 W | 0.7 |  | 20000 |  | 0.5 s | 60 W | https://www.lighting.philips.com/link/929003057502_EU/prd/aa/en
FP-929003057702 | MAS VLE LEDBulb D5.9-60W E27 927 A60 FRG | 929003057702 | 2020-12-16 00:00:00 |  |  |  |  | A60 ¦ A 60mm | E27 ¦ E27 | 2700 K | Warm White (WW) | 35 mA | <lt/>6 | 60 mm | Only with specific dimmers | 6 kWh | 70 % |  |  | 104 mm | 0.5 s | [12 empty] | Yes | [63 empty] | ADAM-29cbdd658c5646289ff7aabc0073883a | https://www.assets.signify.com/is/image/PhilipsLighting/125731668c384c878a8baabc00738bb0 | ADAM-93cee882cc07409ca980ad5600ca179b | https://www.assets.signify.com/is/content/Signify/fp929003057702-pss-global | ADAM-0c5aca8eb8da46a8b043abf300f2e70e | https://www.assets.signify.com/is/image/PhilipsLighting/0f777a642a0f483c9324abf300f2e91d | [8 empty] | ADAM-e7a576134ff544eab0a4ad5100e731e9 | https://www.docs.signify.com/assets/ies/ledbulb_mas_5%2c9w_a60_e27_927_fr-ies.ies | [8 empty] | ADAM-243fa6a453894e509e6eadab015cf59d | https://www.assets.signify.com/is/content/Signify/ba93f883c12c423480b2adab015cf82e | ADAM-f55f70a7c6f9408bbd10ad5600bd0882 | https://www.assets.signify.com/is/content/Signify/fp929003057702-gis-global | [12 empty] | D | 806 lumen |  | 927 ¦ CCT of 2700K | 90 | 2700 K | 5.9 W | 136.00 lm/W | 50 to 60 Hz |  | 806 lumen | 15000 hour(s) | 5.9 W | 0.7 |  | 20000 |  | 0.5 s | 60 W | https://www.lighting.philips.com/link/929003057702_EU/prd/aa/en
FP-929003057902 | MAS VLE LEDBulb D7.8-75W E27 927 A60 CLG | 929003057902 | 2020-12-16 00:00:00 |  |  |  |  | A60 ¦ A 60mm | E27 ¦ E27 | 2700 K | Warm White (WW) | 46 mA | <lt/>6 | 60 mm | Only with specific dimmers | 8 kWh | 70 % |  |  | 104 mm | 0.5 s | [12 empty] | Yes | [63 empty] | ADAM-1b282e8fb1334d4c9333ad5100e771da | https://www.assets.signify.com/is/image/Signify/0ad0c4da3fdd44059704ad5100e772ca | ADAM-27467a284e5b4fbe89f3ad5600ea4fa5 | https://www.assets.signify.com/is/content/Signify/fp929003057902-pss-global | ADAM-0c5aca8eb8da46a8b043abf300f2e70e | https://www.assets.signify.com/is/image/PhilipsLighting/0f777a642a0f483c9324abf300f2e91d | [8 empty] | ADAM-6ec9ec4709d744dfb51bad5100e73590 | https://www.docs.signify.com/assets/ies/ledbulb_mas_7%2c8w_a60_e27_927_cl-ies.ies | [8 empty] | ADAM-d376deabab40487abef0adab015d59bd | https://www.assets.signify.com/is/content/Signify/20e28c6b033a47cb9edbadab015d5b8a | ADAM-db88e60f91a24609a5ddad5600bd7cea | https://www.assets.signify.com/is/content/Signify/fp929003057902-gis-global | [12 empty] | D | 1055 lumen |  | 927 ¦ CCT of 2700K | 90 | 2700 K | 7.8 W | 135.00 lm/W | 50 to 60 Hz |  | 1055 lumen | 15000 hour(s) | 7.8 W | 0.7 |  | 20000 |  | 0.5 s | 75 W | https://www.lighting.philips.com/link/929003057902_EU/prd/aa/en
FP-929003058102 | MAS VLE LEDBulb D7.8-75W E27 927 A60 FRG | 929003058102 | 2020-12-16 00:00:00 |  |  |  |  | A60 ¦ A 60mm | E27 ¦ E27 | 2700 K | Warm White (WW) | 46 mA | <lt/>6 | 60 mm | Only with specific dimmers | 8 kWh | 70 % |  |  | 104 mm | 0.5 s | [12 empty] | Yes | [63 empty] | ADAM-29cbdd658c5646289ff7aabc0073883a | https://www.assets.signify.com/is/image/PhilipsLighting/125731668c384c878a8baabc00738bb0 | ADAM-a16fea1577d24155a220ad5600bfeb39 | https://www.assets.signify.com/is/content/Signify/fp929003058102-pss-global | ADAM-0c5aca8eb8da46a8b043abf300f2e70e | https://www.assets.signify.com/is/image/PhilipsLighting/0f777a642a0f483c9324abf300f2e91d | [8 empty] | ADAM-0c45bcb313fb441f962bad5100e73643 | https://www.docs.signify.com/assets/ies/ledbulb_mas_7%2c8w_a60_e27_927_fr-ies.ies | [8 empty] | ADAM-ed249fa385bd4522b02fadab015db407 | https://www.assets.signify.com/is/content/Signify/ffa8112227084a249c52adab015db6c7 | ADAM-eb10701c6a5a448cac34ad5600b5adc8 | https://www.assets.signify.com/is/content/Signify/fp929003058102-gis-global | [12 empty] | D | 1055 lumen |  | 927 ¦ CCT of 2700K | 90 | 2700 K | 7.8 W | 135.00 lm/W | 50 to 60 Hz |  | 1055 lumen | 15000 hour(s) | 7.8 W | 0.7 |  | 20000 |  | 0.5 s | 75 W | https://www.lighting.philips.com/link/929003058102_EU/prd/aa/en
FP-929003058302 | MAS VLE LEDBulbD11.2-100W E27 927 A60CLG | 929003058302 | 2020-12-16 00:00:00 |  |  |  |  | A60 ¦ A 60mm | E27 ¦ E27 | 2700 K | Warm White (WW) | 51 mA | <lt/>6 | 60 mm | Only with specific dimmers | 12 kWh | 70 % |  |  | 108 mm | 0.5 s | [12 empty] | Yes | [63 empty] | ADAM-1e8ff38456964364b245ad5100e774a8 | https://www.assets.signify.com/is/image/Signify/223fda44aa6d45419b6aad5100e775a7 | ADAM-3e6e62871d6c4df7bf30ad5600d29dba | https://www.assets.signify.com/is/content/Signify/fp929003058302-pss-global | ADAM-0c5aca8eb8da46a8b043abf300f2e70e | https://www.assets.signify.com/is/image/PhilipsLighting/0f777a642a0f483c9324abf300f2e91d | [8 empty] | ADAM-f4462f2892694170bd42ad5100e72e1d | https://www.docs.signify.com/assets/ies/ledbulb_mas_11%2c2w_a60_e27_927_cl-ies.ies | [8 empty] | ADAM-c6213e21ccd147998edfadab015e3306 | https://www.assets.signify.com/is/content/Signify/e8773ff6330d402c8cd9adab015e36ce | ADAM-6bbc4ac2add34e328153ad5600b83b74 | https://www.assets.signify.com/is/content/Signify/fp929003058302-gis-global | [12 empty] | D | 1521 lumen |  | 927 ¦ CCT of 2700K | 90 | 2700 K | 11.2 W | 135 lm/W | 50 to 60 Hz |  | 1521 lumen | 15000 hour(s) | 11.2 W | 0.7 |  | 20000 |  | 0.5 s | 100 W | https://www.lighting.philips.com/link/929003058302_EU/prd/aa/en
FP-929003058502 | MAS VLE LEDBulbD11.2-100W E27 927 A60FRG | 929003058502 | 2020-12-16 00:00:00 |  |  |  |  | A60 ¦ A 60mm | E27 ¦ E27 | 2700 K | Warm White (WW) | 51 mA | <lt/>6 | 60 mm | Only with specific dimmers | 12 kWh | 70 % |  |  | 108 mm | 0.5 s | [12 empty] | Yes | [63 empty] | ADAM-29cbdd658c5646289ff7aabc0073883a | https://www.assets.signify.com/is/image/PhilipsLighting/125731668c384c878a8baabc00738bb0 | ADAM-f38bfa3d01c249fdb1a5ad5600c52c12 | https://www.assets.signify.com/is/content/Signify/fp929003058502-pss-global | ADAM-0c5aca8eb8da46a8b043abf300f2e70e | https://www.assets.signify.com/is/image/PhilipsLighting/0f777a642a0f483c9324abf300f2e91d | [8 empty] | ADAM-83f066d70e4541baa8cbad5100e72ef5 | https://www.docs.signify.com/assets/ies/ledbulb_mas_11%2c2w_a60_e27_927_fr-ies.ies | [8 empty] | ADAM-d57527c1195a4bc5aa41adab015ec84a | https://www.assets.signify.com/is/content/Signify/01ced613c43c4602b263adab015eca2d | ADAM-155e852d600e48f3ac08ad5600b7bd53 | https://www.assets.signify.com/is/content/Signify/fp929003058502-gis-global | [12 empty] | D | 1521 lumen |  | 927 ¦ CCT of 2700K | 90 | 2700 K | 11.2 W | 135.00 lm/W | 50 to 60 Hz |  | 1521 lumen | 15000 hour(s) | 11.2 W | 0.7 |  | 20000 |  | 0.5 s | 100 W | https://www.lighting.philips.com/link/929003058502_EU/prd/aa/en
FP-929003059302 | MAS VLE LEDBulb D5.9-60W E27 927 G120CLG | 929003059302 | 2020-12-16 00:00:00 |  |  |  |  | G120 ¦ G 120mm | E27 ¦ E27 | 2700 K | Warm White (WW) | 35 mA | <lt/>6 | 124 mm | Only with specific dimmers | 6 kWh | 70 % |  |  | 178 mm | 0.5 s | [12 empty] | Yes | [63 empty] | ADAM-81739217be2f4f509310ad5100e77816 | https://www.assets.signify.com/is/image/Signify/5946b202f7ad45fc9333ad5100e77a49 | ADAM-1a9c8cd3629e44378b38ad5600d5c042 | https://www.assets.signify.com/is/content/Signify/fp929003059302-pss-global | ADAM-b5ebf081d3164e989d35ac2b009b5975 | https://www.assets.signify.com/is/image/PhilipsLighting/ed57aa95f09b41bea7dcac2b009b5bdd | [8 empty] | ADAM-0d655a8ab0644a2c8d89ad5100e73394 | https://www.docs.signify.com/assets/ies/ledbulb_mas_5%2c9w_g120_e27_927_cl-ies.ies | [8 empty] | ADAM-2ee37e6732ff4a558eaaadab015f5773 | https://www.assets.signify.com/is/content/Signify/312396e3b0714f17a5caadab015f5a82 | ADAM-6b702624ba9645be8cf7ad5600bd1984 | https://www.assets.signify.com/is/content/Signify/fp929003059302-gis-global | [12 empty] | D | 806 lumen |  | 927 ¦ CCT of 2700K | 90 | 2700 K | 5.9 W | 136.00 lm/W | 50 to 60 Hz |  | 806 lumen | 15000 hour(s) | 5.9 W | 0.7 |  | 20000 |  | 0.5 s | 60 W | https://www.lighting.philips.com/link/929003059302_EU/prd/aa/en
FP-929003059402 | MAS VLE LEDBulb D5.9-60W E27 927 ST64CLG | 929003059402 | 2020-12-16 00:00:00 |  |  |  |  | ST64 | E27 ¦ E27 | 2700 K | Warm White (WW) | 35 mA | <lt/>6 | 64 mm | Only with specific dimmers | 6 kWh | 70 % |  |  | 140 mm | 0.5 s | [12 empty] | Yes | [63 empty] | ADAM-f78dc160467a448c9530ad5100e77b2e | https://www.assets.signify.com/is/image/Signify/995a4dfc5a7e48b19d9cad5100e77c3b | ADAM-e4b00c39a9f045b28e15ad5600b4a2e2 | https://www.assets.signify.com/is/content/Signify/fp929003059402-pss-global | ADAM-37bf222fec884996afb4abf300f2ed7c | https://www.assets.signify.com/is/image/PhilipsLighting/403f007764ca4080a924abf300f2ee1b | [8 empty] | ADAM-828a727217504eee8e19ad5100e734c2 | https://www.docs.signify.com/assets/ies/ledbulb_mas_5%2c9w_st64_e27_927_cl-ies.ies | [8 empty] | ADAM-7fe0d726f9024cc289a5adab015fe09f | https://www.assets.signify.com/is/content/Signify/795f28067030432580aeadab015fe37f | ADAM-937909d8eb984a2a9892ad5600b95966 | https://www.assets.signify.com/is/content/Signify/fp929003059402-gis-global | [12 empty] | D | 806 lumen |  | 927 ¦ CCT of 2700K | 90 | 2700 K | 5.9 W | 136.00 lm/W | 50 to 60 Hz |  | 806 lumen | 15000 hour(s) | 5.9 W | 0.7 |  | 20000 |  | 0.5 s | 60 W | https://www.lighting.philips.com/link/929003059402_EU/prd/aa/en
FP-929003059502 | MAS VLE LEDCandleD3.4-40W E14 B35 927CLG | 929003059502 | 2021-01-11 00:00:00 |  |  |  |  | B35 ¦ B 35mm | E14 ¦ E14 | 2700 K | Warm White (WW) | 20 mA | <lt/>6 | 35 mm | Only with specific dimmers | 4 kWh | 70 % |  |  | 97 mm | 0.5 s | [12 empty] | Yes | [63 empty] | ADAM-2d186ea72d1b40c0a979ad5100e77d3f | https://www.assets.signify.com/is/image/Signify/900cb47ae131478f9442ad5100e77e1b | ADAM-f749a8e41178409d8298ad5600d79c48 | https://www.assets.signify.com/is/content/Signify/fp929003059502-pss-global | ADAM-20170628051317513 | https://www.assets.signify.com/is/image/PhilipsLighting/e136a140837d4b4eba39a7a0003497c2 | [8 empty] | ADAM-aadb4d61217842669106ad5100e736fd | https://www.docs.signify.com/assets/ies/ledcandle_mas_3%2c4w_b35_e14_927_cl-ies.ies | [8 empty] | ADAM-b68492ede9044d8ba6f9adab01605700 | https://www.assets.signify.com/is/content/Signify/bee6024a87d9451683ddadab01605cbc | ADAM-482985dfc2e544f99a6fad5600b36886 | https://www.assets.signify.com/is/content/Signify/fp929003059502-gis-global | [12 empty] | D | 470 lumen |  | 927 ¦ CCT of 2700K | 90 | 2700 K | 3.4 W | 138.00 lm/W | 50 to 60 Hz |  | 470 lumen | 15000 hour(s) | 3.4 W | 0.7 |  | 20000 |  | 0.5 s | 40 W | https://www.lighting.philips.com/link/929003059502_EU/prd/aa/en
FP-929003059702 | MAS VLE LEDCandleD3.4-40W E14 B35 927FRG | 929003059702 | 2021-01-11 00:00:00 |  |  |  |  | B35 ¦ B 35mm | E14 ¦ E14 | 2700 K | Warm White (WW) | 20 mA | <lt/>6 | 35 mm | Only with specific dimmers | 4 kWh | 70 % |  |  | 97 mm | 0.5 s | [12 empty] | Yes | [63 empty] | ADAM-20170622115323343 | https://www.assets.signify.com/is/image/PhilipsLighting/5f17697c2c3845b1a307a79a00a29cc2 | ADAM-6b6669be3ebf46b3b996ad5600bd95a0 | https://www.assets.signify.com/is/content/Signify/fp929003059702-pss-global | ADAM-20170628051317513 | https://www.assets.signify.com/is/image/PhilipsLighting/e136a140837d4b4eba39a7a0003497c2 | [8 empty] | ADAM-be0d0bf943d44e809abaad5100e737c2 | https://www.docs.signify.com/assets/ies/ledcandle_mas_3%2c4w_b35_e14_927_fr-ies.ies | [8 empty] | ADAM-2018284abe5944f1ba2dadab0160e0b7 | https://www.assets.signify.com/is/content/Signify/4df65c3c1a224d61ba70adab0160e707 | ADAM-80df41d4c8ce460eaf1dad5600bc9c15 | https://www.assets.signify.com/is/content/Signify/fp929003059702-gis-global | [12 empty] | D | 470 lumen |  | 927 ¦ CCT of 2700K | 90 | 2700 K | 3.4 W | 138.00 lm/W | 50 to 60 Hz |  | 470 lumen | 15000 hour(s) | 3.4 W | 0.7 |  | 20000 |  | 0.5 s | 40 W | https://www.lighting.philips.com/link/929003059702_EU/prd/aa/en
FP-929003060202 | MAS VLE LEDLusterD3.4-40W E14 P45 927FRG | 929003060202 | 2021-01-11 00:00:00 |  |  |  |  | P45 ¦ P 45mm | E14 ¦ E14 | 2700 K | Warm White (WW) | 20 mA | <lt/>6 | 45 mm | Only with specific dimmers | 4 kWh | 70 % |  |  | 80 mm | 0.5 s | [12 empty] | Yes | [63 empty] | ADAM-20170622115324072 | https://www.assets.signify.com/is/image/PhilipsLighting/7970bdc39c084d8fb369a79a00a29f36 | ADAM-35bcea38c7e948b59d17ad5600e5d4ca | https://www.assets.signify.com/is/content/Signify/fp929003060202-pss-global | ADAM-20170628091717301 | https://www.assets.signify.com/is/image/PhilipsLighting/03fa1cc6a5cc464a888ba7a00077a174 | [8 empty] | ADAM-96f1e74a874549a9a076ad5100e73aee | https://www.docs.signify.com/assets/ies/ledlustre_mas_3%2c4w_p45_e14_927_fr-ies.ies | [8 empty] | ADAM-fd4249f81d6b47a4a743adab01624785 | https://www.assets.signify.com/is/content/Signify/1d1e9d3015774e32aafdadab016249eb | ADAM-decf914c7f0540fd9d16ad5600b1d40e | https://www.assets.signify.com/is/content/Signify/fp929003060202-gis-global | [12 empty] | D | 470 lumen |  | 927 ¦ CCT of 2700K | 90 | 2700 K | 3.4 W | 138.00 lm/W | 50 to 60 Hz |  | 470 lumen | 15000 hour(s) | 3.4 W | 0.7 |  | 20000 |  | 0.5 s | 40 W | https://www.lighting.philips.com/link/929003060202_EU/prd/aa/en
FP-929003060602 | MAS VLE LEDLusterD3.4-40W E27 P45 927FRG | 929003060602 | 2021-01-11 00:00:00 |  |  |  |  | P45 ¦ P 45mm | E27 ¦ E27 | 2700 K | Warm White (WW) | 20 mA | <lt/>6 | 45 mm | Only with specific dimmers | 4 kWh | 70 % |  |  | 78 mm | 0.5 s | [12 empty] | Yes | [63 empty] | ADAM-20170622115324870 | https://www.assets.signify.com/is/image/PhilipsLighting/1c652c03d8f74352aa73a79a00a2a197 | ADAM-59ff6f535c3b44499e70ad5600e6f4f8 | https://www.assets.signify.com/is/content/Signify/fp929003060602-pss-global | ADAM-20170628091717913 | https://www.assets.signify.com/is/image/PhilipsLighting/066fce58afc04d91aaf6a7a00077a333 | [8 empty] | ADAM-c12c5104e7934405ae3dad5100e73c70 | https://www.docs.signify.com/assets/ies/ledlustre_mas_3%2c4w_p45_e27_927_fr-ies.ies | [8 empty] | ADAM-f5b010c355c5463da174adab0163e0ee | https://www.assets.signify.com/is/content/Signify/ad1b1e7e87214b888065adab0163e47f | ADAM-30eddeb9dbfa4aaa96eead5600b386ab | https://www.assets.signify.com/is/content/Signify/fp929003060602-gis-global | [12 empty] | D | 470 lumen |  | 927 ¦ CCT of 2700K | 90 | 2700 K | 3.4 W | 138.00 lm/W | 50 to 60 Hz |  | 470 lumen | 15000 hour(s) | 3.4 W | 0.7 |  | 20000 |  | 0.5 s | 40 W | https://www.lighting.philips.com/link/929003060602_EU/prd/aa/en
FP-929003066402 | MAS LEDBulbND2.3-40W E27830 A60CL G EELA | 929003066402 | 2021-08-04 00:00:00 |  |  |  |  | A60 ¦ A 60mm | E27 ¦ E27 | 3000 K | White (WH) | 30 mA | <lt/>6 | 60 mm | No | 3 kWh | 70 % |  |  | 105 mm | 0.5 s | [12 empty] | Yes | [63 empty] | ADAM-294ed4ffbf074da49883ade500797e3d | https://www.assets.signify.com/is/image/Signify/03ebb855dd8c400db0e6ade50079830b | ADAM-dac1a7cf5a1b4bfba92aae3e00a7dc67 | https://www.assets.signify.com/is/content/Signify/fp929003066402-pss-global | ADAM-0c5aca8eb8da46a8b043abf300f2e70e | https://www.assets.signify.com/is/image/PhilipsLighting/0f777a642a0f483c9324abf300f2e91d | [8 empty] | ADAM-fdb0123a16f145a5bdf4ade50078d94a | https://www.docs.signify.com/assets/ies/ledbulb_mas_eu_2%2c3w_a60_e27_830_cl-ies.ies | [8 empty] | ADAM-cf2e24e804284c86a711af2c00836274 | https://www.assets.signify.com/is/content/Signify/cc05dc9d69864974ba09af2c00836e22 | ADAM-30813e67af6f4607b180ae3f0170fcf4 | https://www.assets.signify.com/is/content/Signify/fp929003066402-gis-global | [12 empty] | A | 485 lumen |  | 830 ¦ CCT of 3000K | 80 | 3000 K | 2.3 W | 210.00 lm/W | 50 to 60 Hz |  | 485 lumen | 50000 hour(s) | 2.3 W | 0.4 |  | 50000 |  | 0.5 s | 40 W | https://www.lighting.philips.com/link/929003066402_EU/prd/aa/en
FP-929003066502 | MAS LEDBulbND2.3-40W E27840 A60CL G EELA | 929003066502 | 2021-08-04 00:00:00 |  |  |  |  | A60 ¦ A 60mm | E27 ¦ E27 | 4000 K | Cool White (CW) | 30 mA | <lt/>6 | 60 mm | No | 3 kWh | 70 % |  |  | 105 mm | 0.5 s | [12 empty] | Yes | [63 empty] | ADAM-fb8d7839d03145edbea4ade500798e2c | https://www.assets.signify.com/is/image/Signify/4242666bee064f0f8c38ade500799240 | ADAM-b437f7fe2493463aa5f6ae3e00a45da3 | https://www.assets.signify.com/is/content/Signify/fp929003066502-pss-global | ADAM-0c5aca8eb8da46a8b043abf300f2e70e | https://www.assets.signify.com/is/image/PhilipsLighting/0f777a642a0f483c9324abf300f2e91d | [8 empty] | ADAM-57212901650647828191ade50078ee9f | https://www.docs.signify.com/assets/ies/ledbulb_mas_eu_2%2c3w_a60_e27_840_cl-ies.ies | [8 empty] | ADAM-f6f405528e6f4355bc7baf2c00848afa | https://www.assets.signify.com/is/content/Signify/1a5199f47bad41b1965baf2c0084903e | ADAM-c715b6bb01e248799ebaae3f01714093 | https://www.assets.signify.com/is/content/Signify/fp929003066502-gis-global | [12 empty] | A | 485 lumen |  | 840 ¦ CCT of 4000K | 80 | 4000 K | 2.3 W | 210.00 lm/W | 50 to 60 Hz |  | 485 lumen | 50000 hour(s) | 2.3 W | 0.4 |  | 50000 |  | 0.5 s | 40 W | https://www.lighting.philips.com/link/929003066502_EU/prd/aa/en
FP-929003066702 | MAS LEDBulbND4-60W E27 830 A60 CL G EELA | 929003066702 | 2021-08-04 00:00:00 |  |  |  |  | A60 ¦ A 60mm | E27 ¦ E27 | 3000 K | White (WH) | 45 mA | <lt/>6 | 60 mm | No | 4 kWh | 70 % |  |  | 105 mm | 0.5 s | [12 empty] | Yes | [63 empty] | ADAM-91222bb0b15643038a1aade500799746 | https://www.assets.signify.com/is/image/Signify/e94520a014a34caf9974ade500799b4e | ADAM-1ec0dcf89b4144aaaf55ae3e00a74901 | https://www.assets.signify.com/is/content/Signify/fp929003066702-pss-global | ADAM-0c5aca8eb8da46a8b043abf300f2e70e | https://www.assets.signify.com/is/image/PhilipsLighting/0f777a642a0f483c9324abf300f2e91d | [8 empty] | ADAM-76a78ed85dd14332b028ade500790b30 | https://www.docs.signify.com/assets/ies/ledbulb_mas_eu_4w_a60_e27_830_cl-ies.ies | [8 empty] | ADAM-40844366452848bd9127af2c0085f241 | https://www.assets.signify.com/is/content/Signify/554959e7562e40f8bab2af2c0085f849 | ADAM-b25c4012e061414f93c2ae3f017107d0 | https://www.assets.signify.com/is/content/Signify/fp929003066702-gis-global | [12 empty] | A | 840 lumen |  | 830 ¦ CCT of 3000K | 80 | 3000 K | 4 W | 210.00 lm/W | 50 to 60 Hz |  | 840 lumen | 50000 hour(s) | 4 W | 0.4 |  | 50000 |  | 0.5 s | 60 W | https://www.lighting.philips.com/link/929003066702_EU/prd/aa/en
FP-929003066802 | MAS LEDBulbND4-60W E27 840 A60 CL G EELA | 929003066802 | 2021-08-04 00:00:00 |  |  |  |  | A60 ¦ A 60mm | E27 ¦ E27 | 4000 K | Cool White (CW) | 45 mA | <lt/>6 | 60 mm | No | 4 kWh | 70 % |  |  | 105 mm | 0.5 s | [12 empty] | Yes | [63 empty] | ADAM-21b3ce5931ac44eb916cade50079a297 | https://www.assets.signify.com/is/image/Signify/aa82ed820f324e71b97fade50079a83f | ADAM-2cfd9e0de19a41079551ae3e00a62eef | https://www.assets.signify.com/is/content/Signify/fp929003066802-pss-global | ADAM-0c5aca8eb8da46a8b043abf300f2e70e | https://www.assets.signify.com/is/image/PhilipsLighting/0f777a642a0f483c9324abf300f2e91d | [8 empty] | ADAM-413a62b1a81a4fa79d2eade5007918dc | https://www.docs.signify.com/assets/ies/ledbulb_mas_eu_4w_a60_e27_840_cl-ies.ies | [8 empty] | ADAM-86136f10a6014c3198caaf2c0086be95 | https://www.assets.signify.com/is/content/Signify/fa9dd0309f604506b782af2c0086c16c | ADAM-8d5abd1770214a018c71ae3f0170ca25 | https://www.assets.signify.com/is/content/Signify/fp929003066802-gis-global | [12 empty] | A | 840 lumen |  | 840 ¦ CCT of 4000K | 80 | 4000 K | 4 W | 210.00 lm/W | 50 to 60 Hz |  | 840 lumen | 50000 hour(s) | 4 W | 0.4 |  | 50000 |  | 0.5 s | 60 W | https://www.lighting.philips.com/link/929003066802_EU/prd/aa/en
FP-929003067002 | MAS LEDtube 1200mm UE 13.5W 840 T8 | 929003067002 | 2020-11-20 00:00:00 |  |  |  | 160 degree(s) | Tube, double-ended | G13 ROT (Rotating) ¦ Medium Bi-Pin Fluorescent | 4000 K | Cool White (CW) |  | <lt/>6 | 28 mm | No | 14 kWh | 70 % |  |  | 1213 mm | 0.5 s |  |  | -20 °C to 45 °C | [9 empty] | Yes | [63 empty] | ADAM-20170315031941024 | https://www.assets.signify.com/is/image/PhilipsLighting/f7484b6f173b494396f1a73500bd6fff | ADAM-893ce33a138d43be9417ad4b001fecf2 | https://www.assets.signify.com/is/content/Signify/fp929003067002-pss-global | ADAM-136623 | https://www.assets.signify.com/is/image/PhilipsLighting/b83d0e9895df4686bea1a4ad0181aef1 |  |  | ADAM-269f582b68ed405d8c7eadc501500b44 | https://www.assets.signify.com/is/content/Signify/123bbd0a42c8464dbff3adc5015011a9 |  |  |  |  | ADAM-85f5b59795e2479b8ff9ad49010c02ce | https://www.docs.signify.com/assets/ies/ledtube_mas_13%2c5w_g13_2500lm_840-ies.ies | [8 empty] | ADAM-a32602c25be24ebe9753aeb000a335c0 | https://www.assets.signify.com/is/content/Signify/09de7bd055ce491699afaeb000a3391f | ADAM-3bb39839209b4e649ca2ad4b000cd7de | https://www.assets.signify.com/is/content/Signify/fp929003067002-gis-global | [12 empty] | B | 2500 lumen |  | 840 ¦ CCT of 4000K | 80 | 4000 K | 13.5 W | 185 lm/W | 50 to 60 Hz |  | 2500 lumen | 75000 hour(s) | 13.5 W | 0.9 |  | 200000 |  | 0.5 s |  | https://www.lighting.philips.com/link/929003067002_EU/prd/aa/en
FP-929003067102 | MAS LEDtube 1200mm UE 13.5W 865 T8 | 929003067102 | 2020-11-20 00:00:00 |  |  |  | 160 degree(s) | Tube, double-ended | G13 ROT (Rotating) ¦ Medium Bi-Pin Fluorescent | 6500 K | Cool Daylight |  | <lt/>6 | 28 mm | No | 14 kWh | 70 % |  |  | 1213 mm | 0.5 s |  |  | -20 °C to 45 °C | [9 empty] | Yes | [63 empty] | ADAM-20170315031941024 | https://www.assets.signify.com/is/image/PhilipsLighting/f7484b6f173b494396f1a73500bd6fff | ADAM-4f12042b7d594f29a606ad4b001e2703 | https://www.assets.signify.com/is/content/Signify/fp929003067102-pss-global | ADAM-136623 | https://www.assets.signify.com/is/image/PhilipsLighting/b83d0e9895df4686bea1a4ad0181aef1 |  |  | ADAM-269f582b68ed405d8c7eadc501500b44 | https://www.assets.signify.com/is/content/Signify/123bbd0a42c8464dbff3adc5015011a9 |  |  |  |  | ADAM-9461cc9836114e9594e5ad49010c0396 | https://www.docs.signify.com/assets/ies/ledtube_mas_13%2c5w_g13_2500lm_865-ies.ies | [8 empty] | ADAM-68ab9997bed04754a0f6aeb000a4c184 | https://www.assets.signify.com/is/content/Signify/77532180e6cd4640a947aeb000a4c68d | ADAM-b1da155c8a0d417a99bfad4b000d76b7 | https://www.assets.signify.com/is/content/Signify/fp929003067102-gis-global | [12 empty] | B | 2500 lumen |  | 865 ¦ CCT of 6500K | 80 | 6500 K | 13.5 W | 185 lm/W | 50 to 60 Hz |  | 2500 lumen | 75000 hour(s) | 13.5 W | 0.9 |  | 200000 |  | 0.5 s |  | https://www.lighting.philips.com/link/929003067102_EU/prd/aa/en
FP-929003067202 | MAS LEDtube 1500mm UE 20W 840 T8 | 929003067202 | 2020-11-20 00:00:00 |  |  |  | 160 degree(s) | Tube, double-ended | G13 ROT (Rotating) ¦ Medium Bi-Pin Fluorescent | 4000 K | Cool White (CW) |  | <lt/>6 | 28 mm | No | 20 kWh | 70 % |  |  | 1514 mm | 0.5 s |  |  | -20 °C to 45 °C | [9 empty] | Yes | [63 empty] | ADAM-20170315031941024 | https://www.assets.signify.com/is/image/PhilipsLighting/f7484b6f173b494396f1a73500bd6fff | ADAM-1be87205bb754baea9cead4b0016e1ba | https://www.assets.signify.com/is/content/Signify/fp929003067202-pss-global | ADAM-136623 | https://www.assets.signify.com/is/image/PhilipsLighting/b83d0e9895df4686bea1a4ad0181aef1 |  |  | ADAM-269f582b68ed405d8c7eadc501500b44 | https://www.assets.signify.com/is/content/Signify/123bbd0a42c8464dbff3adc5015011a9 |  |  |  |  | ADAM-ed9f1e364bb64c7a943ead49010c0540 | https://www.docs.signify.com/assets/ies/ledtube_mas_20w_g13_3700lm_840-ies.ies | [8 empty] | ADAM-ca843d14e1044597a0edaeb000a57540 | https://www.assets.signify.com/is/content/Signify/086ee3143bea4be7bcf4aeb000a5774b | ADAM-ba9a09376c2c46f9a822ad4b000d3f60 | https://www.assets.signify.com/is/content/Signify/fp929003067202-gis-global | [12 empty] | B | 3700 lumen |  | 840 ¦ CCT of 4000K | 80 | 4000 K | 20 W | 185 lm/W | 50 to 60 Hz |  | 3700 lumen | 75000 hour(s) | 20 W | 0.9 |  | 200000 |  | 0.5 s |  | https://www.lighting.philips.com/link/929003067202_EU/prd/aa/en
FP-929003067302 | MAS LEDtube 1500mm UE 20W 865 T8 | 929003067302 | 2020-11-20 00:00:00 |  |  |  | 160 degree(s) | Tube, double-ended | G13 ROT (Rotating) ¦ Medium Bi-Pin Fluorescent | 6500 K | Cool Daylight |  | <lt/>6 | 28 mm | No | 20 kWh | 70 % |  |  | 1514 mm | 0.5 s |  |  | -20 °C to 45 °C | [9 empty] | Yes | [63 empty] | ADAM-20170315031941024 | https://www.assets.signify.com/is/image/PhilipsLighting/f7484b6f173b494396f1a73500bd6fff | ADAM-1e633dd6b2614a68a0c7ad4b0022d11e | https://www.assets.signify.com/is/content/Signify/fp929003067302-pss-global | ADAM-136623 | https://www.assets.signify.com/is/image/PhilipsLighting/b83d0e9895df4686bea1a4ad0181aef1 |  |  | ADAM-269f582b68ed405d8c7eadc501500b44 | https://www.assets.signify.com/is/content/Signify/123bbd0a42c8464dbff3adc5015011a9 |  |  |  |  | ADAM-868ffcab54f34007b9a3ad49010c0602 | https://www.docs.signify.com/assets/ies/ledtube_mas_20w_g13_3700lm_865-ies.ies | [8 empty] | ADAM-26d7e524d0c5463cb87baeb000a6366b | https://www.assets.signify.com/is/content/Signify/4ad42ce130a044628763aeb000a637a8 | ADAM-37c037cf7aeb43859552ad4b000caebf | https://www.assets.signify.com/is/content/Signify/fp929003067302-gis-global | [12 empty] | B | 3700 lumen |  | 865 ¦ CCT of 6500K | 80 | 6500 K | 20 W | 185 lm/W | 50 to 60 Hz |  | 3700 lumen | 75000 hour(s) | 20 W | 0.9 |  | 200000 |  | 0.5 s |  | https://www.lighting.philips.com/link/929003067302_EU/prd/aa/en
FP-929003070502 | MAS VLE LEDBulbD3.4-40W E27 927 A60 CL G | 929003070502 | 2021-01-07 00:00:00 |  |  |  |  | A60 ¦ A 60mm | E27 ¦ E27 | 2700 K | Warm White (WW) | 20 mA | <lt/>6 | 60 mm | Only with specific dimmers | 4 kWh | 70 % |  |  | 104 mm | 0.5 s | [12 empty] | Yes | [63 empty] | ADAM-4883dcb02e374352a532ad5100e7766c | https://www.assets.signify.com/is/image/Signify/fff252ccdc134442b637ad5100e77758 | ADAM-b1393b8fe4734f72be9cad5600c156df | https://www.assets.signify.com/is/content/Signify/fp929003070502-pss-global | ADAM-0c5aca8eb8da46a8b043abf300f2e70e | https://www.assets.signify.com/is/image/PhilipsLighting/0f777a642a0f483c9324abf300f2e91d | [8 empty] | ADAM-1ba9373118db4e1c8787ad5100e72fb1 | https://www.docs.signify.com/assets/ies/ledbulb_mas_3%2c4w_a60_e27_927_cl-ies.ies | [8 empty] | ADAM-fd0de22a44c540d4a4dcadab016b0376 | https://www.assets.signify.com/is/content/Signify/c87c6b2098f14bda9a61adab016b0b88 | ADAM-f3b49b1fd94e42a2a93dad5600b3ebc5 | https://www.assets.signify.com/is/content/Signify/fp929003070502-gis-global | [12 empty] | D | 470 lumen |  | 927 ¦ CCT of 2700K | 90 | 2700 K | 3.4 W | 138.00 lm/W | 50 to 60 Hz |  | 470 lumen | 15000 hour(s) | 3.4 W | 0.7 |  | 20000 |  | 0.5 s | 40 W | https://www.lighting.philips.com/link/929003070502_EU/prd/aa/en
FP-929003070702 | MAS VLE LEDBulbD3.4-40W E27 927 A60 FR G | 929003070702 | 2021-01-07 00:00:00 |  |  |  |  | A60 ¦ A 60mm | E27 ¦ E27 | 2700 K | Warm White (WW) | 20 mA | <lt/>6 | 60 mm | Only with specific dimmers | 4 kWh | 70 % |  |  | 104 mm | 0.5 s | [12 empty] | Yes | [63 empty] | ADAM-29cbdd658c5646289ff7aabc0073883a | https://www.assets.signify.com/is/image/PhilipsLighting/125731668c384c878a8baabc00738bb0 | ADAM-9dd499a5b4e940d691ffad5600d32c90 | https://www.assets.signify.com/is/content/Signify/fp929003070702-pss-global | ADAM-0c5aca8eb8da46a8b043abf300f2e70e | https://www.assets.signify.com/is/image/PhilipsLighting/0f777a642a0f483c9324abf300f2e91d | [8 empty] | ADAM-8114beea4d4c414cad1aad5100e73075 | https://www.docs.signify.com/assets/ies/ledbulb_mas_3%2c4w_a60_e27_927_fr-ies.ies | [8 empty] | ADAM-c8fc5f98197542929c51adab016cde15 | https://www.assets.signify.com/is/content/Signify/8716d567bfbd49758519adab016ce26a | ADAM-1a0f3b1d8da74a66923fad5600b231a5 | https://www.assets.signify.com/is/content/Signify/fp929003070702-gis-global | [12 empty] | D | 470 lumen |  | 927 ¦ CCT of 2700K | 90 | 2700 K | 3.4 W | 138.00 lm/W | 50 to 60 Hz |  | 470 lumen | 15000 hour(s) | 3.4 W | 0.7 |  | 20000 |  | 0.5 s | 40 W | https://www.lighting.philips.com/link/929003070702_EU/prd/aa/en
FP-929003071302 | MAS LEDCandleDT2.5-25W E14 BA35 CL G | 929003071302 | 2022-04-14 00:00:00 |  |  |  |  | BA35 | E14 ¦ E14 | 2200 K;2700 K | Warm Glow(WG) | 15 mA | <lt/>6 | 35 mm | Only with specific dimmers | 3 kWh | 70 % |  |  | 119 mm | 0.5 s |  |  | -20 °C to 45 °C | [9 empty] | Yes | [63 empty] | ADAM-f00ed5a03c9a409db679ad2d0090cedb | https://www.assets.signify.com/is/image/Signify/29b8d93be4c04a5d920aad2d0090cfa9 | ADAM-80bbb8e25bc84895ade8aeec0167ec8f | https://www.assets.signify.com/is/content/Signify/fp929003071302-pss-global | ADAM-4e24bd0a1910429bbd9cabf300f2ef66 | https://www.assets.signify.com/is/image/PhilipsLighting/d9cd6374c6a84068a4e4abf300f2f1a0 | [8 empty] | ADAM-6bcb0a0f91984903a56aaebb00962e4f | https://www.docs.signify.com/assets/ies/ledbulb_mas_eu3_2%2c5w_ba35_e14_922_27_cl-ies.ies | [8 empty] | ADAM-3e9c8544770749cc9262aea600bf7def | https://www.assets.signify.com/is/content/Signify/e405c1f6bbdc4d31a7ceaea600bf80bf | ADAM-6ecb71dcbe5a43ffa0f9aeec004bfe2c | https://www.assets.signify.com/is/content/Signify/fp929003071302-gis-global | [12 empty] | D | 340 lumen |  | 922-927 ¦ CCT of 2200K-2700K | 90 | 2200 K;2700 K | 2.5 W | 136 lm/W | 50 to 60 Hz |  | 340 lumen | 25000 hour(s) | 2.5 W | 0.6 |  | 20000 |  | 0.5 s | 25 W | https://www.lighting.philips.com/link/929003071302_EU/prd/aa/en
FP-929003078802 | MAS LED ExpertColor 6.7-35W MR16 927 10D | 929003078802 | 2021-01-20 00:00:00 |  |  |  | 10 degree(s) | MR16 ¦ 2inch/50mm | GU5.3 ¦ GU5.3 | 2700 K | Warm White (WW) | 650 mA | <lt/>3 | 50.5 mm | Only with specific dimmers | 7 kWh | 70 % | 410 lumen | 4600 cd | 46 mm | 0.5 s | Yes | [11 empty] | Yes | [63 empty] | ADAM-20160913182944941 | https://www.assets.signify.com/is/image/PhilipsLighting/9975011a8d564b78a32ea680010f87b4 | ADAM-ce13de3883ce4b4cad55ad4400806f1c | https://www.assets.signify.com/is/content/Signify/fp929003078802-pss-global | ADAM-20170425052423380 | https://www.assets.signify.com/is/image/PhilipsLighting/bb7e0283ce9f41f78daea7600037bb42 | [8 empty] | ADAM-88466f5c35394f6a920fad4000f70e0d | https://www.docs.signify.com/assets/ies/ledspots_mas_ic_6%2c7w_mr16_gu5%2c3_927_10d-ies.ies | [8 empty] | ADAM-b8fc4ce389904db5a10eadad00f4b428 | https://www.assets.signify.com/is/content/Signify/d978091d5e03461091edadad00f4b5bb | ADAM-111337a72c654a2b9d6fad44007f4c15 | https://www.assets.signify.com/is/content/Signify/fp929003078802-gis-global | [6 empty] | ADAM-20171115114502969 | https://www.assets.signify.com/is/content/PhilipsLighting/01e0dcb9eeb94c35b76aa82c00b12b11 |  |  |  |  | G | 410 lumen |  | 927 ¦ CCT of 2700K | 97 | 2700 K | 6.7 W | 61.00 lm/W | - Hz |  | 410 lumen | 40000 hour(s) | 6.7 W | 0.7 |  | 50000 |  | 0.5 s | 35 W | https://www.lighting.philips.com/link/929003078802_EU/prd/aa/en
FP-929003078902 | MAS LED ExpertColor 6.7-35W MR16 930 10D | 929003078902 | 2021-01-20 00:00:00 |  |  |  | 10 degree(s) | MR16 ¦ 2inch/50mm | GU5.3 ¦ GU5.3 | 3000 K | White (WH) | 650 mA | <lt/>3 | 50.5 mm | Only with specific dimmers | 7 kWh | 70 % | 430 lumen | 4800 cd | 46 mm | 0.5 s | Yes | [11 empty] | Yes | [63 empty] | ADAM-20160913182944941 | https://www.assets.signify.com/is/image/PhilipsLighting/9975011a8d564b78a32ea680010f87b4 | ADAM-99ce224ce5e64779b488ad4700eca2e1 | https://www.assets.signify.com/is/content/Signify/fp929003078902-pss-global | ADAM-20170425052423380 | https://www.assets.signify.com/is/image/PhilipsLighting/bb7e0283ce9f41f78daea7600037bb42 | [8 empty] | ADAM-c12fb1142300410e9d85ad4000f70eee | https://www.docs.signify.com/assets/ies/ledspots_mas_ic_6%2c7w_mr16_gu5%2c3_930_10d-ies.ies | [8 empty] | ADAM-17fc3af5cdf9409e9d9fadad010a4966 | https://www.assets.signify.com/is/content/Signify/2127de8c761b4a3096d9adad010a4a4c | ADAM-3a45832493a14b4a8b39ad4700eb6b8b | https://www.assets.signify.com/is/content/Signify/fp929003078902-gis-global | [6 empty] | ADAM-20171115114502969 | https://www.assets.signify.com/is/content/PhilipsLighting/01e0dcb9eeb94c35b76aa82c00b12b11 |  |  |  |  | G | 430 lumen |  | 930 ¦ CCT of 3000K | 97 | 3000 K | 6.7 W | 64.00 lm/W | - Hz |  | 430 lumen | 40000 hour(s) | 6.7 W | 0.7 |  | 50000 |  | 0.5 s | 35 W | https://www.lighting.philips.com/link/929003078902_EU/prd/aa/en
FP-929003079102 | MAS LED ExpertColor 6.7-35W MR16 927 24D | 929003079102 | 2021-01-20 00:00:00 |  |  |  | 24 degree(s) | MR16 ¦ 2inch/50mm | GU5.3 ¦ GU5.3 | 2700 K | Warm White (WW) | 650 mA | <lt/>3 | 50.5 mm | Only with specific dimmers | 7 kWh | 70 % | 420 lumen | 2100 cd | 46 mm | 0.5 s | Yes | [11 empty] | Yes | [63 empty] | ADAM-20170425052423093 | https://www.assets.signify.com/is/image/PhilipsLighting/2fed5af7646540d6a52ca7600037b852 | ADAM-9b540023864f46e2a2e6ad440080969f | https://www.assets.signify.com/is/content/Signify/fp929003079102-pss-global | ADAM-20170425052423380 | https://www.assets.signify.com/is/image/PhilipsLighting/bb7e0283ce9f41f78daea7600037bb42 | [8 empty] | ADAM-85d05dc249ee4732acefad4000f7119b | https://www.docs.signify.com/assets/ies/ledspots_mas_ic_6%2c7w_mr16_gu5%2c3_927_24d-ies.ies | [8 empty] | ADAM-47ccde1f36f14b1aa54dadad00f2f9ad | https://www.assets.signify.com/is/content/Signify/fe3b1d8dca824c319c51adad00f2fb03 | ADAM-a6e19557677742f7992cad44007f838d | https://www.assets.signify.com/is/content/Signify/fp929003079102-gis-global | [6 empty] | ADAM-20171115114502969 | https://www.assets.signify.com/is/content/PhilipsLighting/01e0dcb9eeb94c35b76aa82c00b12b11 |  |  |  |  | G | 420 lumen |  | 927 ¦ CCT of 2700K | 97 | 2700 K | 6.7 W | 62.00 lm/W | - Hz |  | 420 lumen | 40000 hour(s) | 6.7 W | 0.7 |  | 50000 |  | 0.5 s | 35 W | https://www.lighting.philips.com/link/929003079102_EU/prd/aa/en
FP-929003079202 | MAS LED ExpertColor 6.7-35W MR16 930 24D | 929003079202 | 2021-01-20 00:00:00 |  |  |  | 24 degree(s) | MR16 ¦ 2inch/50mm | GU5.3 ¦ GU5.3 | 3000 K | White (WH) | 650 mA | <lt/>3 | 50.5 mm | Only with specific dimmers | 7 kWh | 70 % | 440 lumen | 2200 cd | 46 mm | 0.5 s | Yes | [11 empty] | Yes | [63 empty] | ADAM-20170425052423093 | https://www.assets.signify.com/is/image/PhilipsLighting/2fed5af7646540d6a52ca7600037b852 | ADAM-4f82fc7963d24ae4831cad44008197d6 | https://www.assets.signify.com/is/content/Signify/fp929003079202-pss-global | ADAM-20170425052423380 | https://www.assets.signify.com/is/image/PhilipsLighting/bb7e0283ce9f41f78daea7600037bb42 | [8 empty] | ADAM-8882a5d8445647cd8f2aad4000f7125b | https://www.docs.signify.com/assets/ies/ledspots_mas_ic_6%2c7w_mr16_gu5%2c3_930_24d-ies.ies | [8 empty] | ADAM-c3793d10ecb1406e8251adad010b2cec | https://www.assets.signify.com/is/content/Signify/54ee753c759d46b685f2adad010b2f07 | ADAM-803fe8296a7a4f9aa201ad44007eb84c | https://www.assets.signify.com/is/content/Signify/fp929003079202-gis-global | [6 empty] | ADAM-20171115114502969 | https://www.assets.signify.com/is/content/PhilipsLighting/01e0dcb9eeb94c35b76aa82c00b12b11 |  |  |  |  | G | 440 lumen |  | 930 ¦ CCT of 3000K | 97 | 3000 K | 6.7 W | 65.00 lm/W | - Hz |  | 440 lumen | 40000 hour(s) | 6.7 W | 0.7 |  | 50000 |  | 0.5 s | 35 W | https://www.lighting.philips.com/link/929003079202_EU/prd/aa/en
FP-929003079502 | MAS LED ExpertColor 6.7-35W MR16 930 36D | 929003079502 | 2021-01-20 00:00:00 |  |  |  | 36 degree(s) | MR16 ¦ 2inch/50mm | GU5.3 ¦ GU5.3 | 3000 K | White (WH) | 650 mA | <lt/>3 | 50.5 mm | Only with specific dimmers | 7 kWh | 70 % | 440 lumen | 1400 cd | 46 mm | 0.5 s | Yes | [11 empty] | Yes | [63 empty] | ADAM-20170425052423093 | https://www.assets.signify.com/is/image/PhilipsLighting/2fed5af7646540d6a52ca7600037b852 | ADAM-f74353e6cdca45d49222ad4700ef0afe | https://www.assets.signify.com/is/content/Signify/fp929003079502-pss-global | ADAM-20170425052423380 | https://www.assets.signify.com/is/image/PhilipsLighting/bb7e0283ce9f41f78daea7600037bb42 | [8 empty] | ADAM-8abe22ff4f3346ff8eb5ad4000f714d8 | https://www.docs.signify.com/assets/ies/ledspots_mas_ic_6%2c7w_mr16_gu5%2c3_930_36d-ies.ies | [8 empty] | ADAM-fa0bea9924ea4fa7bbe0adad00f65d6d | https://www.assets.signify.com/is/content/Signify/4518817095534173b5d2adad00f661bf | ADAM-7bc7a246963c4f008760ad4700eb3cfc | https://www.assets.signify.com/is/content/Signify/fp929003079502-gis-global | [6 empty] | ADAM-20171115114502969 | https://www.assets.signify.com/is/content/PhilipsLighting/01e0dcb9eeb94c35b76aa82c00b12b11 |  |  |  |  | G | 440 lumen |  | 930 ¦ CCT of 3000K | 97 | 3000 K | 6.7 W | 65 lm/W | - Hz |  | 440 lumen | 40000 hour(s) | 6.7 W | 0.7 |  | 50000 |  | 0.5 s | 35 W | https://www.lighting.philips.com/link/929003079502_EU/prd/aa/en
FP-929003080102 | MAS LED ExpertColor 7.5-43W MR16 930 36D | 929003080102 | 2021-01-20 00:00:00 |  |  |  | 36 degree(s) | MR16 ¦ 2inch/50mm | GU5.3 ¦ GU5.3 | 3000 K | White (WH) | 720 mA | <lt/>3 | 50.5 mm | Only with specific dimmers | 8 kWh | 70 % | 500 lumen | 1550 cd | 46 mm | 0.5 s | Yes | [11 empty] | Yes | [63 empty] | ADAM-20160913182944941 | https://www.assets.signify.com/is/image/PhilipsLighting/9975011a8d564b78a32ea680010f87b4 | ADAM-79887f41917b40f1b073ad44007fc94c | https://www.assets.signify.com/is/content/Signify/fp929003080102-pss-global | ADAM-20170425052423380 | https://www.assets.signify.com/is/image/PhilipsLighting/bb7e0283ce9f41f78daea7600037bb42 | [8 empty] | ADAM-4b60924888c24dac933ead4000f71d51 | https://www.docs.signify.com/assets/ies/ledspots_mas_ic_7%2c5w_mr16_gu5%2c3_930_36d-ies.ies | [8 empty] | ADAM-b4e3717c52234d97bebbadad00f70f8b | https://www.assets.signify.com/is/content/Signify/cbd229458e364823af9dadad00f711e3 | ADAM-f1180d5f99dd44c4add9ad44007f6d62 | https://www.assets.signify.com/is/content/Signify/fp929003080102-gis-global | [6 empty] | ADAM-20171115114502969 | https://www.assets.signify.com/is/content/PhilipsLighting/01e0dcb9eeb94c35b76aa82c00b12b11 |  |  |  |  | G | 500 lumen |  | 930 ¦ CCT of 3000K | 92 | 3000 K | 7.5 W | 66 lm/W | - Hz |  | 500 lumen | 40000 hour(s) | 7.5 W | 0.7 |  | 50000 |  | 0.5 s | 43 W | https://www.lighting.philips.com/link/929003080102_EU/prd/aa/en
FP-929003080202 | MAS LED ExpertColor 7.5-43W MR16 940 36D | 929003080202 | 2021-01-20 00:00:00 |  |  |  | 36 degree(s) | MR16 ¦ 2inch/50mm | GU5.3 ¦ GU5.3 | 4000 K | Cool White (CW) | 720 mA | <lt/>3 | 50.5 mm | Only with specific dimmers | 8 kWh | 70 % | 520 lumen | 1650 cd | 46 mm | 0.5 s | Yes | [11 empty] | Yes | [63 empty] | ADAM-20160913182944941 | https://www.assets.signify.com/is/image/PhilipsLighting/9975011a8d564b78a32ea680010f87b4 | ADAM-384ad3c2e4c549498abdad440081b407 | https://www.assets.signify.com/is/content/Signify/fp929003080202-pss-global | ADAM-20170425052423380 | https://www.assets.signify.com/is/image/PhilipsLighting/bb7e0283ce9f41f78daea7600037bb42 | [8 empty] | ADAM-6ee39149617f49499dfead4000f71e30 | https://www.docs.signify.com/assets/ies/ledspots_mas_ic_7%2c5w_mr16_gu5%2c3_940_36d-ies.ies | [8 empty] | ADAM-ca8acb2d2e4a46a180e7adad00f433c3 | https://www.assets.signify.com/is/content/Signify/ae9e9cf7a9404515b4a2adad00f4369f | ADAM-99f741c16ed143b38599ad44007ee079 | https://www.assets.signify.com/is/content/Signify/fp929003080202-gis-global | [6 empty] | ADAM-20171115114502969 | https://www.assets.signify.com/is/content/PhilipsLighting/01e0dcb9eeb94c35b76aa82c00b12b11 |  |  |  |  | G | 520 lumen |  | 940 ¦ CCT of 4000K | 92 | 4000 K | 7.5 W | 69.00 lm/W | - Hz |  | 520 lumen | 40000 hour(s) | 7.5 W | 0.7 |  | 50000 |  | 0.5 s | 43 W | https://www.lighting.philips.com/link/929003080202_EU/prd/aa/en
FP-929003087002 | MAS LEDspotLV 3.5-20W 827 MR11 24D | 929003087002 | 2021-01-26 00:00:00 |  |  |  | 24 degree(s) | MR11 ¦ 1.375inch/35mm | GU4 ¦ GU4 | 2700 K | Warm White (WW) | 400 mA | <lt/>6 | 35.1 mm | No | 4 kWh | 70 % | 200 lumen | 1000 cd | 39.5 mm | 0.5 s | Yes | [11 empty] | Yes | [63 empty] | ADAM-23990ffb7537405cb733ad600112d151 | https://www.assets.signify.com/is/image/Signify/29eae20736164f509f3fad600112d23b | ADAM-08ae2f9b44a84c1e8fccad7800680de3 | https://www.assets.signify.com/is/content/Signify/fp929003087002-pss-global | ADAM-23dd86cb2a23411cae9bad600112cb63 | https://www.assets.signify.com/is/image/Signify/0d8cf19df23c48f482cbad600112cbf7 | [8 empty] | ADAM-3ae22fa1a3594ceb8114ad600112cc7f | https://www.docs.signify.com/assets/ies/ledspots_mas_slr_2_3%2c5w_mr11_gu4_827_24d-ies.ies | [8 empty] | ADAM-2dc4fa2e7b5e48dcb4e0adad0100789b | https://www.assets.signify.com/is/content/Signify/6a784aee59ad479e98a4adad01007b39 | ADAM-0e1c7bed61d945f6a9bfad7f00e8e0e4 | https://www.assets.signify.com/is/content/Signify/fp929003087002-gis-global | [12 empty] | G | 200 lumen |  | 827 ¦ CCT of 2700K | 80 | 2700 K | 3.5 W | 57.00 lm/W | - Hz |  | 200 lumen | 40000 hour(s) | 3.5 W | 0.7 |  | 50000 |  | 0.5 s | 20 W | https://www.lighting.philips.com/link/929003087002_EU/prd/aa/en
FP-929003112931 | PILA LED 120W A67 E27 4000K FR ND | 929003112931 | 2022-08-12 00:00:00 | [13 empty] | 70 % | [80 empty] | ADAM-3f280e63c6df41f6baa9ad6d010cb3c2 | https://www.assets.signify.com/is/image/Signify/0bad88b0b8da47dbaa91ad6d010cb4d0 | ADAM-3e73c7da2af74c39a536af5d00297cd0 | https://www.assets.signify.com/is/content/Signify/fp929003112931-pss-global | [20 empty] | ADAM-1958a30085b84e2da9cbaf550094dec1 | https://www.assets.signify.com/is/content/Signify/12d9d9018b2f437c8926af550094e07f | [14 empty] | E | [18 empty] | https://www.lighting.philips.com/link/929003112931_EU/prd/aa/en
FP-929003130302 | Ecofit LEDtube 600mm 8W 840 T8 | 929003130302 | 2021-05-04 00:00:00 |  |  |  | 240 degree(s) | Tube, double-ended | G13 ¦ Medium Bi-Pin Fluorescent | 4000 K | Cool White (CW) | 70 mA | <lt/>6 | 28 mm | No | 8 kWh | 70 % |  |  | 603 mm | 0.5 s |  |  | -20 °C to 45 °C | [73 empty] | ADAM-1c3e832d111744a18a3ba8eb00314a4a | https://www.assets.signify.com/is/image/PhilipsLighting/846e3ed103494cc0ac53a8eb00314c75 | ADAM-788e2da8de43462ead4ead59007dc445 | https://www.assets.signify.com/is/content/Signify/fp929003130302-pss-global | ADAM-119998 | https://www.assets.signify.com/is/image/Signify/5ca8c22278e04e709deca4ad0181abbb |  |  | ADAM-269f582b68ed405d8c7eadc501500b44 | https://www.assets.signify.com/is/content/Signify/123bbd0a42c8464dbff3adc5015011a9 |  |  |  |  | ADAM-1a6da5ac3dce48e0917fad58002aa592 | https://www.docs.signify.com/assets/ies/ledtube_eco_slr_8w_g13_800lm_840-ies.ies | [8 empty] | ADAM-7f562c772f87464eb6f7adab00f0ef03 | https://www.assets.signify.com/is/content/Signify/b165de70fc074abaa0d0adab00f0f0be | ADAM-ddfb1a2abdcf4a22bb30ad59007b4b1f | https://www.assets.signify.com/is/content/Signify/fp929003130302-gis-global | [12 empty] | F | 800 lumen |  | 840 ¦ CCT of 4000K | 80 | 4000 K | 8 W | 100.00 lm/W | 50 to 60 Hz |  | 800 lumen | 20000 hour(s) | 8 W | 0.5 |  | 50000 |  | 0.5 s |  | https://www.lighting.philips.com/link/929003130302_EU/prd/aa/en
FP-929003130402 | Ecofit LEDtube 600mm 8W 865 T8 | 929003130402 | 2021-05-04 00:00:00 |  |  |  | 240 degree(s) | Tube, double-ended | G13 ¦ Medium Bi-Pin Fluorescent | 6500 K | Cool Daylight | 70 mA | <lt/>6 | 28 mm | No | 8 kWh | 70 % |  |  | 603 mm | 0.5 s |  |  | -20 °C to 45 °C | [73 empty] | ADAM-1c3e832d111744a18a3ba8eb00314a4a | https://www.assets.signify.com/is/image/PhilipsLighting/846e3ed103494cc0ac53a8eb00314c75 | ADAM-79cb3ecd1ce744a684f2ae9200c37032 | https://www.assets.signify.com/is/content/Signify/fp929003130402-pss-global | ADAM-119998 | https://www.assets.signify.com/is/image/Signify/5ca8c22278e04e709deca4ad0181abbb |  |  | ADAM-269f582b68ed405d8c7eadc501500b44 | https://www.assets.signify.com/is/content/Signify/123bbd0a42c8464dbff3adc5015011a9 |  |  |  |  | ADAM-1967d104caaa4c37ad3aad58002aa6b6 | https://www.docs.signify.com/assets/ies/ledtube_eco_slr_8w_g13_800lm_865-ies.ies | [8 empty] | ADAM-2b3cd61208f24e208e7eadab00ef99e2 | https://www.assets.signify.com/is/content/Signify/378ffcef1ff04a319910adab00ef9e8e | ADAM-866b0264436448e98352ad590079b06b | https://www.assets.signify.com/is/content/Signify/fp929003130402-gis-global | [12 empty] | F | 800 lumen |  | 865 ¦ CCT of 6500K | 80 | 6500 K | 8 W | 100.00 lm/W | 50 to 60 Hz |  | 800 lumen | 20000 hour(s) | 8 W | 0.5 |  | 50000 |  | 0.5 s |  | https://www.lighting.philips.com/link/929003130402_EU/prd/aa/en
FP-929003130502 | Ecofit LEDtube 1200mm 16W 840 T8 | 929003130502 | 2021-05-04 00:00:00 |  |  |  | 240 degree(s) | Tube, double-ended | G13 ¦ Medium Bi-Pin Fluorescent | 4000 K | Cool White (CW) | 134 mA | <lt/>6 | 28 mm | No | 16 kWh | 70 % |  |  | 1212 mm | 0.5 s |  |  | -20 °C to 45 °C | [73 empty] | ADAM-1c3e832d111744a18a3ba8eb00314a4a | https://www.assets.signify.com/is/image/PhilipsLighting/846e3ed103494cc0ac53a8eb00314c75 | ADAM-e65ee1b6f99f45a58a57ad59008803cc | https://www.assets.signify.com/is/content/Signify/fp929003130502-pss-global | ADAM-119998 | https://www.assets.signify.com/is/image/Signify/5ca8c22278e04e709deca4ad0181abbb |  |  | ADAM-269f582b68ed405d8c7eadc501500b44 | https://www.assets.signify.com/is/content/Signify/123bbd0a42c8464dbff3adc5015011a9 |  |  |  |  | ADAM-a6f2160a37a447adba28ad58002aa917 | https://www.docs.signify.com/assets/ies/ledtube_eco_slr_16w_g13_1600lm_840-ies.ies | [8 empty] | ADAM-b2bd1b524b6d4d4db906adab00ffafda | https://www.assets.signify.com/is/content/Signify/f1141b2c4ddc4edc92f8adab00ffb20e | ADAM-2030e946d89e47e98794ad590079edf3 | https://www.assets.signify.com/is/content/Signify/fp929003130502-gis-global | [12 empty] | F | 1600 lumen |  | 840 ¦ CCT of 4000K | 80 | 4000 K | 16 W | 100.00 lm/W | 50 to 60 Hz |  | 1600 lumen | 20000 hour(s) | 16 W | 0.5 |  | 50000 |  | 0.5 s |  | https://www.lighting.philips.com/link/929003130502_EU/prd/aa/en
FP-929003130602 | Ecofit LEDtube 1200mm 16W 865 T8 | 929003130602 | 2021-05-04 00:00:00 |  |  |  | 240 degree(s) | Tube, double-ended | G13 ¦ Medium Bi-Pin Fluorescent | 6500 K | Cool Daylight | 134 mA | <lt/>6 | 28 mm | No | 16 kWh | 70 % |  |  | 1212 mm | 0.5 s |  |  | -20 °C to 45 °C | [73 empty] | ADAM-1c3e832d111744a18a3ba8eb00314a4a | https://www.assets.signify.com/is/image/PhilipsLighting/846e3ed103494cc0ac53a8eb00314c75 | ADAM-33750e630b104c68b18fad590088ac08 | https://www.assets.signify.com/is/content/Signify/fp929003130602-pss-global | ADAM-119998 | https://www.assets.signify.com/is/image/Signify/5ca8c22278e04e709deca4ad0181abbb |  |  | ADAM-269f582b68ed405d8c7eadc501500b44 | https://www.assets.signify.com/is/content/Signify/123bbd0a42c8464dbff3adc5015011a9 |  |  |  |  | ADAM-a0d2823e24774bbf9fc0ad58002aa9c6 | https://www.docs.signify.com/assets/ies/ledtube_eco_slr_16w_g13_1600lm_865-ies.ies | [8 empty] | ADAM-22268d10e4fb49b49330adab00f17fb5 | https://www.assets.signify.com/is/content/Signify/a6e55864f66a4b77b1d6adab00f18083 | ADAM-6c764096998448fb9f78ad59007b9e7e | https://www.assets.signify.com/is/content/Signify/fp929003130602-gis-global | [12 empty] | F | 1600 lumen |  | 865 ¦ CCT of 6500K | 80 | 6500 K | 16 W | 100.00 lm/W | 50 to 60 Hz |  | 1600 lumen | 20000 hour(s) | 16 W | 0.5 |  | 50000 |  | 0.5 s |  | https://www.lighting.philips.com/link/929003130602_EU/prd/aa/en
FP-929003130702 | Ecofit LEDtube 1500mm 19.5W 840 T8 | 929003130702 | 2021-05-04 00:00:00 |  |  |  | 240 degree(s) | Tube, double-ended | G13 ¦ Medium Bi-Pin Fluorescent | 4000 K | Cool White (CW) | 155 mA | <lt/>6 | 28 mm | No | 20 kWh | 70 % |  |  | 1513 mm | 0.5 s |  |  | -20 °C to 45 °C | [73 empty] | ADAM-1c3e832d111744a18a3ba8eb00314a4a | https://www.assets.signify.com/is/image/PhilipsLighting/846e3ed103494cc0ac53a8eb00314c75 | ADAM-e4215cc75c054632a36ead59008370ec | https://www.assets.signify.com/is/content/Signify/fp929003130702-pss-global | ADAM-119998 | https://www.assets.signify.com/is/image/Signify/5ca8c22278e04e709deca4ad0181abbb |  |  | ADAM-269f582b68ed405d8c7eadc501500b44 | https://www.assets.signify.com/is/content/Signify/123bbd0a42c8464dbff3adc5015011a9 |  |  |  |  | ADAM-12633ecc42634ddda3b3ad58002aaa7d | https://www.docs.signify.com/assets/ies/ledtube_eco_slr_19%2c5w_g13_2000lm_840-ies.ies | [8 empty] | ADAM-99162778ff1d4d3dbf69adab00eef971 | https://www.assets.signify.com/is/content/Signify/614d9bf482be46ca8e4dadab00ef00f4 | ADAM-01e6056f4ade41af938aad59007c2c7f | https://www.assets.signify.com/is/content/Signify/fp929003130702-gis-global | [12 empty] | F | 2000 lumen |  | 840 ¦ CCT of 4000K | 80 | 4000 K | 19.5 W | 102.00 lm/W | 50 to 60 Hz |  | 2000 lumen | 20000 hour(s) | 19.5 W | 0.5 |  | 50000 |  | 0.5 s |  | https://www.lighting.philips.com/link/929003130702_EU/prd/aa/en
FP-929003130802 | Ecofit LEDtube 1500mm 19.5W 865 T8 | 929003130802 | 2021-05-04 00:00:00 |  |  |  | 240 degree(s) | Tube, double-ended | G13 ¦ Medium Bi-Pin Fluorescent | 6500 K | Cool Daylight | 155 mA | <lt/>6 | 28 mm | No | 20 kWh | 70 % |  |  | 1513 mm | 0.5 s |  |  | -20 °C to 45 °C | [73 empty] | ADAM-1c3e832d111744a18a3ba8eb00314a4a | https://www.assets.signify.com/is/image/PhilipsLighting/846e3ed103494cc0ac53a8eb00314c75 | ADAM-0fc47ec39a58445ab620ad590088caff | https://www.assets.signify.com/is/content/Signify/fp929003130802-pss-global | ADAM-119998 | https://www.assets.signify.com/is/image/Signify/5ca8c22278e04e709deca4ad0181abbb |  |  | ADAM-269f582b68ed405d8c7eadc501500b44 | https://www.assets.signify.com/is/content/Signify/123bbd0a42c8464dbff3adc5015011a9 |  |  |  |  | ADAM-8d9488e77a0b409ebce4ad58002aab34 | https://www.docs.signify.com/assets/ies/ledtube_eco_slr_19%2c5w_g13_2000lm_865-ies.ies | [8 empty] | ADAM-e661ac110d4342699465adab00f03f44 | https://www.assets.signify.com/is/content/Signify/ccf551fc9c26403bbd4fadab00f041a7 | ADAM-27a1126c846d42fc9416ad59007a8f15 | https://www.assets.signify.com/is/content/Signify/fp929003130802-gis-global | [12 empty] | F | 2000 lumen |  | 865 ¦ CCT of 6500K | 80 | 6500 K | 19.5 W | 102.00 lm/W | 50 to 60 Hz |  | 2000 lumen | 20000 hour(s) | 19.5 W | 0.5 |  | 50000 |  | 0.5 s |  | https://www.lighting.philips.com/link/929003130802_EU/prd/aa/en
FP-929003130902 | Pila LED tube 600mm 8W 840 G13 | 929003130902 | 2021-05-04 00:00:00 |  |  |  | 240 degree(s) | Tube, single-ended | G13 ¦ Medium Bi-Pin Fluorescent | 4000 K | Cool White (CW) | 70 mA | <lt/>6 | 28 mm | No | 8 kWh | 70 % |  |  | 603 mm | 0.5 s |  |  | -20 °C to 45 °C | [73 empty] | ADAM-7a9cc221d4804e64925faa8b006a6f19 | https://www.assets.signify.com/is/image/PhilipsLighting/e75a57259aad4d298734aa8b006a6f0e | ADAM-e4822781c1694173ac2ead7c00b63c6a | https://www.assets.signify.com/is/content/Signify/fp929003130902-pss-global | ADAM-119998 | https://www.assets.signify.com/is/image/Signify/5ca8c22278e04e709deca4ad0181abbb | [18 empty] | ADAM-d53a9d47139d4ee8bb2fadad00a2c4d3 | https://www.assets.signify.com/is/content/Signify/74ee9ce0813a4983b9c4adad00a2c672 | [14 empty] | F | 800 lumen |  | 840 ¦ CCT of 4000K | 80 | 4000 K | 8 W | 100.00 lm/W | 50 to 60 Hz |  | 800 lumen | 20000 hour(s) | 8 W | 0.5 |  | 50000 |  | 0.5 s |  | https://www.lighting.philips.com/link/929003130902_EU/prd/aa/en
FP-929003131002 | Pila LED tube 600mm 8W 865 G13 | 929003131002 | 2021-05-04 00:00:00 |  |  |  | 240 degree(s) | Tube, single-ended | G13 ¦ Medium Bi-Pin Fluorescent | 6500 K | Cool Daylight | 70 mA | <lt/>6 | 28 mm | No | 8 kWh | 70 % |  |  | 603 mm | 0.5 s |  |  | -20 °C to 45 °C | [73 empty] | ADAM-7a9cc221d4804e64925faa8b006a6f19 | https://www.assets.signify.com/is/image/PhilipsLighting/e75a57259aad4d298734aa8b006a6f0e | ADAM-82ca3010517b49a58a6fad7c00b9ee71 | https://www.assets.signify.com/is/content/Signify/fp929003131002-pss-global | ADAM-119998 | https://www.assets.signify.com/is/image/Signify/5ca8c22278e04e709deca4ad0181abbb | [18 empty] | ADAM-23fd32d2a0ba4f66a5edadad00a3ffc9 | https://www.assets.signify.com/is/content/Signify/96841cde69e343cd9b27adad00a402c9 | [14 empty] | F | 800 lumen |  | 865 ¦ CCT of 6500K | 80 | 6500 K | 8 W | 100.00 lm/W | 50 to 60 Hz |  | 800 lumen | 20000 hour(s) | 8 W | 0.5 |  | 50000 |  | 0.5 s |  | https://www.lighting.philips.com/link/929003131002_EU/prd/aa/en
FP-929003131102 | Pila LED tube 1200mm 16W 840 G13 | 929003131102 | 2021-05-04 00:00:00 |  |  |  | 240 degree(s) | Tube, single-ended | G13 ¦ Medium Bi-Pin Fluorescent | 4000 K | Cool White (CW) | 134 mA | <lt/>6 | 28 mm | No | 16 kWh | 70 % |  |  | 1212 mm | 0.5 s |  |  | -20 °C to 45 °C | [73 empty] | ADAM-7a9cc221d4804e64925faa8b006a6f19 | https://www.assets.signify.com/is/image/PhilipsLighting/e75a57259aad4d298734aa8b006a6f0e | ADAM-29741f01f25449c7a829ad7c00bc3edd | https://www.assets.signify.com/is/content/Signify/fp929003131102-pss-global | ADAM-119998 | https://www.assets.signify.com/is/image/Signify/5ca8c22278e04e709deca4ad0181abbb | [18 empty] | ADAM-f7007bc12c984f93b89dadad00a383d8 | https://www.assets.signify.com/is/content/Signify/16dd9d8e30844241b6a5adad00a385f8 | [14 empty] | F | 1600 lumen |  | 840 ¦ CCT of 4000K | 80 | 4000 K | 16 W | 100.00 lm/W | 50 to 60 Hz |  | 1600 lumen | 20000 hour(s) | 16 W | 0.5 |  | 50000 |  | 0.5 s |  | https://www.lighting.philips.com/link/929003131102_EU/prd/aa/en
FP-929003131202 | Pila LED tube 1200mm 16W 865 G13 | 929003131202 | 2021-05-04 00:00:00 |  |  |  | 240 degree(s) | Tube, single-ended | G13 ¦ Medium Bi-Pin Fluorescent | 6500 K | Cool Daylight | 134 mA | <lt/>6 | 28 mm | No | 16 kWh | 70 % |  |  | 1212 mm | 0.5 s |  |  | -20 °C to 45 °C | [73 empty] | ADAM-7a9cc221d4804e64925faa8b006a6f19 | https://www.assets.signify.com/is/image/PhilipsLighting/e75a57259aad4d298734aa8b006a6f0e | ADAM-10a4c6d8b39e4359ab0bad7c00bcdccf | https://www.assets.signify.com/is/content/Signify/fp929003131202-pss-global | ADAM-119998 | https://www.assets.signify.com/is/image/Signify/5ca8c22278e04e709deca4ad0181abbb | [18 empty] | ADAM-4de61b30017444e7b1aaadad00a537e3 | https://www.assets.signify.com/is/content/Signify/b416466fdaa84edc9fb4adad00a53b09 | [14 empty] | F | 1600 lumen |  | 865 ¦ CCT of 6500K | 80 | 6500 K | 16 W | 100.00 lm/W | 50 to 60 Hz |  | 1600 lumen | 20000 hour(s) | 16 W | 0.5 |  | 50000 |  | 0.5 s |  | https://www.lighting.philips.com/link/929003131202_EU/prd/aa/en
FP-929003131302 | Pila LED tube 1500mm 19.5W 840 G13 | 929003131302 | 2021-05-04 00:00:00 |  |  |  | 240 degree(s) | Tube, single-ended | G13 ¦ Medium Bi-Pin Fluorescent | 4000 K | Cool White (CW) | 155 mA | <lt/>6 | 28 mm | No | 20 kWh | 70 % |  |  | 1513 mm | 0.5 s |  |  | -20 °C to 45 °C | [73 empty] | ADAM-7a9cc221d4804e64925faa8b006a6f19 | https://www.assets.signify.com/is/image/PhilipsLighting/e75a57259aad4d298734aa8b006a6f0e | ADAM-9bbfadd5487341bc9f21ad7c00b48fd8 | https://www.assets.signify.com/is/content/Signify/fp929003131302-pss-global | ADAM-119998 | https://www.assets.signify.com/is/image/Signify/5ca8c22278e04e709deca4ad0181abbb | [18 empty] | ADAM-284d2136127a4ddc9667adad00a5afde | https://www.assets.signify.com/is/content/Signify/9dbfd035fcd9474a85cfadad00a5b1c1 | [14 empty] | F | 2000 lumen |  | 840 ¦ CCT of 4000K | 80 | 4000 K | 19.5 W | 102.00 lm/W | 50 to 60 Hz |  | 2000 lumen | 20000 hour(s) | 19.5 W | 0.5 |  | 50000 |  | 0.5 s |  | https://www.lighting.philips.com/link/929003131302_EU/prd/aa/en
FP-929003131402 | Pila LED tube 1500mm 19.5W 865 G13 | 929003131402 | 2021-05-04 00:00:00 |  |  |  | 240 degree(s) | Tube, single-ended | G13 ¦ Medium Bi-Pin Fluorescent | 6500 K | Cool Daylight | 155 mA | <lt/>6 | 28 mm | No | 20 kWh | 70 % |  |  | 1513 mm | 0.5 s |  |  | -20 °C to 45 °C | [73 empty] | ADAM-7a9cc221d4804e64925faa8b006a6f19 | https://www.assets.signify.com/is/image/PhilipsLighting/e75a57259aad4d298734aa8b006a6f0e | ADAM-4a1f94039392488e9e43ad7c00b606e8 | https://www.assets.signify.com/is/content/Signify/fp929003131402-pss-global | ADAM-119998 | https://www.assets.signify.com/is/image/Signify/5ca8c22278e04e709deca4ad0181abbb | [18 empty] | ADAM-9f10033db96e4d269f78adad00a46c33 | https://www.assets.signify.com/is/content/Signify/c3d6e0f0d85e473ba4d6adad00a46f6e | [14 empty] | F | 2000 lumen |  | 865 ¦ CCT of 6500K | 80 | 6500 K | 19.5 W | 102.00 lm/W | 50 to 60 Hz |  | 2000 lumen | 20000 hour(s) | 19.5 W | 0.5 |  | 50000 |  | 0.5 s |  | https://www.lighting.philips.com/link/929003131402_EU/prd/aa/en
FP-929003153902 | MAS LEDtube HF 1500mm UO 36W 830 T5 | 929003153902 | 2021-07-21 00:00:00 |  |  |  | 200 degree(s) | Tube, double-ended | G5 ¦ G5 | 3000 K | White (WH) |  | <lt/>6 | 19 mm | Yes - Check ballast compatibility | 36 kWh | 70 % |  |  | 1463 mm | 0.5 s |  |  | -20 °C to 45 °C | [9 empty] | Yes | [63 empty] | ADAM-20161212150215637 | https://www.assets.signify.com/is/image/PhilipsLighting/deeeed9714e243e3898ea6da00e6d9ba | ADAM-a8b7ebb028ae4325a209ae3f01340b4b | https://www.assets.signify.com/is/content/Signify/fp929003153902-pss-global | ADAM-20161212150217384 | https://www.assets.signify.com/is/image/PhilipsLighting/6eba304c25944252a4f1a6da00e6dcc0 |  |  | ADAM-26491c9f11bb48bcb71cae7600a04df9 | https://www.assets.signify.com/is/content/Signify/400a017770dc4e1092d6ae7600a04fe7 |  |  |  |  | ADAM-8f138aca0ddb4f7296e5adf100da8a85 | https://www.docs.signify.com/assets/ies/ledtube_mas_eu_36w_g5_5200lm_830-ies.ies | [8 empty] | ADAM-5e9dbd0e013646f2a143adc0008126bb | https://www.assets.signify.com/is/content/Signify/2803c42d49c44cb8b16cadc00081292b | ADAM-406c0900567244ae8ee3ae4600e799d5 | https://www.assets.signify.com/is/content/Signify/fp929003153902-gis-global |  |  |  |  | ADAM-2ece555efbbf4aefbb3caf18008818e3 | https://www.assets.signify.com/is/content/Signify/e2eb215900ac42b5a6fbaf180088204b | ADAM-309636f24cfc4864b058a9cb009d7911;ADAM-dd5b1cb345fa4da8bcdcaf32007fbb42;ADAM-731bc415f50643bfb162afb1005f46bf | https://www.assets.signify.com/is/content/PhilipsLighting/b2c46da35c8942ebbb1fa9cb009d8ce0;https://www.assets.signify.com/is/content/Signify/31ac9375c9ba48fe9dadaf32007fc97e;https://www.assets.signify.com/is/content/Signify/b3f45ed33c824d508503afb1005f4a1f |  |  |  |  | E | 5200 lumen |  | 830 ¦ CCT of 3000K | 80 | 3000 K | 36 W | 144.00 lm/W | 30K to 100K Hz |  | 5200 lumen | 60000 hour(s) | 36 W | 0.9 |  | 50000 |  | 0.5 s |  | https://www.lighting.philips.com/link/929003153902_EU/prd/aa/en
FP-929003154002 | MAS LEDtube HF 1500mm UO 36W 840 T5 | 929003154002 | 2021-07-21 00:00:00 |  |  |  | 200 degree(s) | Tube, double-ended | G5 ¦ G5 | 4000 K | Cool White (CW) |  | <lt/>6 | 19 mm | Yes - Check ballast compatibility | 36 kWh | 70 % |  |  | 1463 mm | 0.5 s |  |  | -20 °C to 45 °C | [9 empty] | Yes | [63 empty] | ADAM-20161212150215637 | https://www.assets.signify.com/is/image/PhilipsLighting/deeeed9714e243e3898ea6da00e6d9ba | ADAM-a472d98a802d4140990dae3f0134b800 | https://www.assets.signify.com/is/content/Signify/fp929003154002-pss-global | ADAM-20161212150217384 | https://www.assets.signify.com/is/image/PhilipsLighting/6eba304c25944252a4f1a6da00e6dcc0 |  |  | ADAM-26491c9f11bb48bcb71cae7600a04df9 | https://www.assets.signify.com/is/content/Signify/400a017770dc4e1092d6ae7600a04fe7 |  |  |  |  | ADAM-9e43900d552d4dc3840fadf100daa3be | https://www.docs.signify.com/assets/ies/ledtube_mas_eu_36w_g5_5600lm_840-ies.ies | [8 empty] | ADAM-d877db1354d64c58b0e1adc0008d5db0 | https://www.assets.signify.com/is/content/Signify/b954dac40daa481da4b7adc0008d6118 | ADAM-766f9f1d6cfe4becb321ae4600e85f51 | https://www.assets.signify.com/is/content/Signify/fp929003154002-gis-global |  |  |  |  | ADAM-2ece555efbbf4aefbb3caf18008818e3 | https://www.assets.signify.com/is/content/Signify/e2eb215900ac42b5a6fbaf180088204b | ADAM-309636f24cfc4864b058a9cb009d7911;ADAM-dd5b1cb345fa4da8bcdcaf32007fbb42;ADAM-731bc415f50643bfb162afb1005f46bf | https://www.assets.signify.com/is/content/PhilipsLighting/b2c46da35c8942ebbb1fa9cb009d8ce0;https://www.assets.signify.com/is/content/Signify/31ac9375c9ba48fe9dadaf32007fc97e;https://www.assets.signify.com/is/content/Signify/b3f45ed33c824d508503afb1005f4a1f |  |  |  |  | D | 5600 lumen |  | 840 ¦ CCT of 4000K | 80 | 4000 K | 36 W | 155.00 lm/W | 30K to 100K Hz |  | 5600 lumen | 60000 hour(s) | 36 W | 0.9 |  | 50000 |  | 0.5 s |  | https://www.lighting.philips.com/link/929003154002_EU/prd/aa/en
FP-929003154102 | MAS LEDtube HF 1500mm UO 36W 865 T5 | 929003154102 | 2021-07-21 00:00:00 |  |  |  | 200 degree(s) | Tube, double-ended | G5 ¦ G5 | 6500 K | Cool Daylight |  | <lt/>6 | 19 mm | Yes - Check ballast compatibility | 36 kWh | 70 % |  |  | 1463 mm | 0.5 s |  |  | -20 °C to 45 °C | [9 empty] | Yes | [63 empty] | ADAM-20161212150215637 | https://www.assets.signify.com/is/image/PhilipsLighting/deeeed9714e243e3898ea6da00e6d9ba | ADAM-7dfaf3c4802e4edd81a7ae3f0132c146 | https://www.assets.signify.com/is/content/Signify/fp929003154102-pss-global | ADAM-20161212150217384 | https://www.assets.signify.com/is/image/PhilipsLighting/6eba304c25944252a4f1a6da00e6dcc0 |  |  | ADAM-26491c9f11bb48bcb71cae7600a04df9 | https://www.assets.signify.com/is/content/Signify/400a017770dc4e1092d6ae7600a04fe7 |  |  |  |  | ADAM-c21df164f2a14965b1acadf100dabb66 | https://www.docs.signify.com/assets/ies/ledtube_mas_eu_36w_g5_5600lm_865-ies.ies | [8 empty] | ADAM-a30aaa37fede4800874dadc0008dee5c | https://www.assets.signify.com/is/content/Signify/bf299fecc1e74c278a93adc0008def50 | ADAM-a8ea60de2fbf443a9a08ae4600ea9061 | https://www.assets.signify.com/is/content/Signify/fp929003154102-gis-global |  |  |  |  | ADAM-2ece555efbbf4aefbb3caf18008818e3 | https://www.assets.signify.com/is/content/Signify/e2eb215900ac42b5a6fbaf180088204b | ADAM-309636f24cfc4864b058a9cb009d7911;ADAM-dd5b1cb345fa4da8bcdcaf32007fbb42;ADAM-731bc415f50643bfb162afb1005f46bf | https://www.assets.signify.com/is/content/PhilipsLighting/b2c46da35c8942ebbb1fa9cb009d8ce0;https://www.assets.signify.com/is/content/Signify/31ac9375c9ba48fe9dadaf32007fc97e;https://www.assets.signify.com/is/content/Signify/b3f45ed33c824d508503afb1005f4a1f |  |  |  |  | D | 5600 lumen |  | 865 ¦ CCT of 6500K | 80 | 6500 K | 36 W | 155.00 lm/W | 30K to 100K Hz |  | 5600 lumen | 60000 hour(s) | 36 W | 0.9 |  | 50000 |  | 0.5 s |  | https://www.lighting.philips.com/link/929003154102_EU/prd/aa/en
FP-929003154202 | CorePro LEDtube 1200mm UO 21.5W 840 T8 | 929003154202 | 2021-07-21 00:00:00 |  |  |  | 240 degree(s) | Tube, double-ended | G13 ¦ Medium Bi-Pin Fluorescent | 4000 K | Cool White (CW) |  | <lt/>6 | 28 mm | No | 22 kWh | 70 % |  |  | 1214 mm | 0.5 s |  |  | -20 °C to 45 °C | [9 empty] | Yes | [63 empty] | ADAM-8a58b8f7f5c94ddbb3f2a8ea0066fb51 | https://www.assets.signify.com/is/image/PhilipsLighting/9fe3551c78e84303a879a8ea006700fc | ADAM-57cf4fdaab634ff1bb2bae7c0005f4d6 | https://www.assets.signify.com/is/content/Signify/fp929003154202-pss-global | ADAM-86628791d2204d19b3b1a94c008df148 | https://www.assets.signify.com/is/image/PhilipsLighting/101a41e0f7dd446bb6cca94c008df58a |  |  | ADAM-269f582b68ed405d8c7eadc501500b44 | https://www.assets.signify.com/is/content/Signify/123bbd0a42c8464dbff3adc5015011a9 |  |  |  |  | ADAM-a07fb283d45f4c9e85e8ae2300c0a0b2 | https://www.docs.signify.com/assets/ies/ledtube_cor_eu_21%2c5w_g13_2400lm_840-ies.ies | [8 empty] | ADAM-35c1d1be34254ec997f2af8f0099a0ba | https://www.assets.signify.com/is/content/Signify/d688f39628824566bee1af8f0099a315 | ADAM-2dea174b59b94fd98e03ae92004319a2 | https://www.assets.signify.com/is/content/Signify/fp929003154202-gis-global |  |  |  |  | ADAM-2ece555efbbf4aefbb3caf18008818e3;ADAM-a1cdb678d3df489e9862ae240109653e | https://www.assets.signify.com/is/content/Signify/e2eb215900ac42b5a6fbaf180088204b;https://www.assets.signify.com/is/image/Signify/c76c8432eef941bebc2fae240109686e | ADAM-dd5b1cb345fa4da8bcdcaf32007fbb42;ADAM-fb489b9de7894bf9bca0afdc006fe424;ADAM-51b7379269e54f909965afdc006fee1f | https://www.assets.signify.com/is/content/Signify/31ac9375c9ba48fe9dadaf32007fc97e;https://www.assets.signify.com/is/content/Signify/af9b2867d9e9416cb8bfafdc006fe413;https://www.assets.signify.com/is/content/Signify/0bf04182e1cc4a3ca333afdc006fee18 |  |  |  |  | E | 2400 lumen |  | 840 ¦ CCT of 4000K | 80 | 4000 K | 21.5 W | 111 lm/W | 50 to 60 Hz |  | 2400 lumen | 50000 hour(s) | 21.5 W | 0.9 |  | 200000 |  | 0.5 s |  | https://www.lighting.philips.com/link/929003154202_EU/prd/aa/en
FP-929003154302 | CorePro LEDtube 1200mm UO 21.5W 865 T8 | 929003154302 | 2021-07-21 00:00:00 |  |  |  | 240 degree(s) | Tube, double-ended | G13 ¦ Medium Bi-Pin Fluorescent | 6500 K | Cool Daylight |  | <lt/>6 | 28 mm | No | 22 kWh | 70 % |  |  | 1214 mm | 0.5 s |  |  | -20 °C to 45 °C | [9 empty] | Yes | [63 empty] | ADAM-8a58b8f7f5c94ddbb3f2a8ea0066fb51 | https://www.assets.signify.com/is/image/PhilipsLighting/9fe3551c78e84303a879a8ea006700fc | ADAM-877b151f812144fdb38eae7c0003ce37 | https://www.assets.signify.com/is/content/Signify/fp929003154302-pss-global | ADAM-86628791d2204d19b3b1a94c008df148 | https://www.assets.signify.com/is/image/PhilipsLighting/101a41e0f7dd446bb6cca94c008df58a |  |  | ADAM-269f582b68ed405d8c7eadc501500b44 | https://www.assets.signify.com/is/content/Signify/123bbd0a42c8464dbff3adc5015011a9 |  |  |  |  | ADAM-86c4313e441c4cfdb40bae2300c0abd2 | https://www.docs.signify.com/assets/ies/ledtube_cor_eu_21%2c5w_g13_2400lm_865-ies.ies | [8 empty] | ADAM-57e526f242ed47029766af8f009b525b | https://www.assets.signify.com/is/content/Signify/6facce9f1cb14fca9ae9af8f009b5357 | ADAM-9e209832c82b4cbbb97cae92004153a4 | https://www.assets.signify.com/is/content/Signify/fp929003154302-gis-global |  |  |  |  | ADAM-2ece555efbbf4aefbb3caf18008818e3;ADAM-a1cdb678d3df489e9862ae240109653e | https://www.assets.signify.com/is/content/Signify/e2eb215900ac42b5a6fbaf180088204b;https://www.assets.signify.com/is/image/Signify/c76c8432eef941bebc2fae240109686e | ADAM-dd5b1cb345fa4da8bcdcaf32007fbb42;ADAM-fb489b9de7894bf9bca0afdc006fe424;ADAM-51b7379269e54f909965afdc006fee1f | https://www.assets.signify.com/is/content/Signify/31ac9375c9ba48fe9dadaf32007fc97e;https://www.assets.signify.com/is/content/Signify/af9b2867d9e9416cb8bfafdc006fe413;https://www.assets.signify.com/is/content/Signify/0bf04182e1cc4a3ca333afdc006fee18 |  |  |  |  | E | 2400 lumen |  | 865 ¦ CCT of 6500K | 80 | 6500 K | 21.5 W | 111 lm/W | 50 to 60 Hz |  | 2400 lumen | 50000 hour(s) | 21.5 W | 0.9 |  | 200000 |  | 0.5 s |  | https://www.lighting.philips.com/link/929003154302_EU/prd/aa/en
FP-929003154402 | CorePro LEDtube 1500mm UO 31.5W 840 T8 | 929003154402 | 2021-07-21 00:00:00 |  |  |  | 240 degree(s) | Tube, double-ended | G13 ¦ Medium Bi-Pin Fluorescent | 4000 K | Cool White (CW) |  | <lt/>6 | 28 mm | No | 32 kWh | 70 % |  |  | 1514 mm | 0.5 s |  |  | -20 °C to 45 °C | [9 empty] | Yes | [63 empty] | ADAM-8a58b8f7f5c94ddbb3f2a8ea0066fb51 | https://www.assets.signify.com/is/image/PhilipsLighting/9fe3551c78e84303a879a8ea006700fc | ADAM-ee04b98bbf0a4d318f20ae7c000674e3 | https://www.assets.signify.com/is/content/Signify/fp929003154402-pss-global | ADAM-86628791d2204d19b3b1a94c008df148 | https://www.assets.signify.com/is/image/PhilipsLighting/101a41e0f7dd446bb6cca94c008df58a |  |  | ADAM-269f582b68ed405d8c7eadc501500b44 | https://www.assets.signify.com/is/content/Signify/123bbd0a42c8464dbff3adc5015011a9 |  |  |  |  | ADAM-47ca0066bf8d4073bb75ae2300c0b482 | https://www.docs.signify.com/assets/ies/ledtube_cor_eu_31%2c5w_g13_3500lm_840-ies.ies | [8 empty] | ADAM-f5908f9a76c14c4bbe05af8f009a8969 | https://www.assets.signify.com/is/content/Signify/5bd7e6f806a04234b0d3af8f009a8a44 | ADAM-9dc12162dccb4a8f996bae92004159b0 | https://www.assets.signify.com/is/content/Signify/fp929003154402-gis-global |  |  |  |  | ADAM-2ece555efbbf4aefbb3caf18008818e3;ADAM-a1cdb678d3df489e9862ae240109653e | https://www.assets.signify.com/is/content/Signify/e2eb215900ac42b5a6fbaf180088204b;https://www.assets.signify.com/is/image/Signify/c76c8432eef941bebc2fae240109686e | ADAM-dd5b1cb345fa4da8bcdcaf32007fbb42;ADAM-fb489b9de7894bf9bca0afdc006fe424;ADAM-51b7379269e54f909965afdc006fee1f | https://www.assets.signify.com/is/content/Signify/31ac9375c9ba48fe9dadaf32007fc97e;https://www.assets.signify.com/is/content/Signify/af9b2867d9e9416cb8bfafdc006fe413;https://www.assets.signify.com/is/content/Signify/0bf04182e1cc4a3ca333afdc006fee18 |  |  |  |  | E | 3500 lumen |  | 840 ¦ CCT of 4000K | 80 | 4000 K | 31.5 W | 111 lm/W | 50 to 60 Hz |  | 3500 lumen | 50000 hour(s) | 31.5 W | 0.9 |  | 200000 |  | 0.5 s |  | https://www.lighting.philips.com/link/929003154402_EU/prd/aa/en
FP-929003154502 | CorePro LEDtube 1500mm UO 31.5W 865 T8 | 929003154502 | 2021-07-21 00:00:00 |  |  |  | 240 degree(s) | Tube, double-ended | G13 ¦ Medium Bi-Pin Fluorescent | 6500 K | Cool Daylight |  | <lt/>6 | 28 mm | No | 32 kWh | 70 % |  |  | 1514 mm | 0.5 s |  |  | -20 °C to 45 °C | [9 empty] | Yes | [63 empty] | ADAM-8a58b8f7f5c94ddbb3f2a8ea0066fb51 | https://www.assets.signify.com/is/image/PhilipsLighting/9fe3551c78e84303a879a8ea006700fc | ADAM-fb92453f44fd4a95b0b7ae7b018757ed | https://www.assets.signify.com/is/content/Signify/fp929003154502-pss-global | ADAM-86628791d2204d19b3b1a94c008df148 | https://www.assets.signify.com/is/image/PhilipsLighting/101a41e0f7dd446bb6cca94c008df58a |  |  | ADAM-269f582b68ed405d8c7eadc501500b44 | https://www.assets.signify.com/is/content/Signify/123bbd0a42c8464dbff3adc5015011a9 |  |  |  |  | ADAM-4ec3ba914700478cb7a6ae2300c0bc68 | https://www.docs.signify.com/assets/ies/ledtube_cor_eu_31%2c5w_g13_3500lm_865-ies.ies | [8 empty] | ADAM-4f1824d4f68d4e26be18af8f009ae18c | https://www.assets.signify.com/is/content/Signify/68e3eee0f35f4b84a8baaf8f009ae27d | ADAM-adc42ae24b6743d1aeccae920042d64d | https://www.assets.signify.com/is/content/Signify/fp929003154502-gis-global |  |  |  |  | ADAM-2ece555efbbf4aefbb3caf18008818e3;ADAM-a1cdb678d3df489e9862ae240109653e | https://www.assets.signify.com/is/content/Signify/e2eb215900ac42b5a6fbaf180088204b;https://www.assets.signify.com/is/image/Signify/c76c8432eef941bebc2fae240109686e | ADAM-dd5b1cb345fa4da8bcdcaf32007fbb42;ADAM-fb489b9de7894bf9bca0afdc006fe424;ADAM-51b7379269e54f909965afdc006fee1f | https://www.assets.signify.com/is/content/Signify/31ac9375c9ba48fe9dadaf32007fc97e;https://www.assets.signify.com/is/content/Signify/af9b2867d9e9416cb8bfafdc006fe413;https://www.assets.signify.com/is/content/Signify/0bf04182e1cc4a3ca333afdc006fee18 |  |  |  |  | E | 3500 lumen |  | 865 ¦ CCT of 6500K | 80 | 6500 K | 31.5 W | 111 lm/W | 50 to 60 Hz |  | 3500 lumen | 50000 hour(s) | 31.5 W | 0.9 |  | 200000 |  | 0.5 s |  | https://www.lighting.philips.com/link/929003154502_EU/prd/aa/en
FP-929003158602 | CorePro LEDtube 600mm HO 8W 840 T8 | 929003158602 | 2021-08-05 00:00:00 |  |  |  | 240 degree(s) | Tube, double-ended | G13 ¦ Medium Bi-Pin Fluorescent | 4000 K | Cool White (CW) |  | <lt/>6 | 28 mm | No | 8 kWh | 70 % |  |  | 604 mm | 0.5 s |  |  | -20 °C to 45 °C | [9 empty] | Yes | [63 empty] | ADAM-8a58b8f7f5c94ddbb3f2a8ea0066fb51 | https://www.assets.signify.com/is/image/PhilipsLighting/9fe3551c78e84303a879a8ea006700fc | ADAM-a7023fde1e0c436c9248ae7c000925e1 | https://www.assets.signify.com/is/content/Signify/fp929003158602-pss-global | ADAM-86628791d2204d19b3b1a94c008df148 | https://www.assets.signify.com/is/image/PhilipsLighting/101a41e0f7dd446bb6cca94c008df58a |  |  | ADAM-269f582b68ed405d8c7eadc501500b44 | https://www.assets.signify.com/is/content/Signify/123bbd0a42c8464dbff3adc5015011a9 |  |  |  |  | ADAM-32c175cb9b3a477d9640ae2300c09584 | https://www.docs.signify.com/assets/ies/ledtube_cor_eu_8w_g13_900lm_840-ies.ies | [8 empty] | ADAM-4a30ce7bff8c4b2d9942af8f0099dcfe | https://www.assets.signify.com/is/content/Signify/e4f3355608614b6c85e1af8f0099dded | ADAM-d6d977f7b11d453e8980ae9200427313 | https://www.assets.signify.com/is/content/Signify/fp929003158602-gis-global |  |  |  |  | ADAM-2ece555efbbf4aefbb3caf18008818e3;ADAM-a1cdb678d3df489e9862ae240109653e | https://www.assets.signify.com/is/content/Signify/e2eb215900ac42b5a6fbaf180088204b;https://www.assets.signify.com/is/image/Signify/c76c8432eef941bebc2fae240109686e | ADAM-dd5b1cb345fa4da8bcdcaf32007fbb42;ADAM-fb489b9de7894bf9bca0afdc006fe424;ADAM-51b7379269e54f909965afdc006fee1f | https://www.assets.signify.com/is/content/Signify/31ac9375c9ba48fe9dadaf32007fc97e;https://www.assets.signify.com/is/content/Signify/af9b2867d9e9416cb8bfafdc006fe413;https://www.assets.signify.com/is/content/Signify/0bf04182e1cc4a3ca333afdc006fee18 |  |  |  |  | E | 900 lumen |  | 840 ¦ CCT of 4000K | 80 | 4000 K | 8 W | 112 lm/W | 50 to 60 Hz |  | 900 lumen | 50000 hour(s) | 8 W | 0.9 |  | 200000 |  | 0.5 s |  | https://www.lighting.philips.com/link/929003158602_EU/prd/aa/en
FP-929003158702 | CorePro LEDtube 600mm HO 8W 865 T8 | 929003158702 | 2021-08-05 00:00:00 |  |  |  | 240 degree(s) | Tube, double-ended | G13 ¦ Medium Bi-Pin Fluorescent | 6500 K | Cool Daylight |  | <lt/>6 | 28 mm | No | 8 kWh | 70 % |  |  | 604 mm | 0.5 s |  |  | -20 °C to 45 °C | [9 empty] | Yes | [63 empty] | ADAM-8a58b8f7f5c94ddbb3f2a8ea0066fb51 | https://www.assets.signify.com/is/image/PhilipsLighting/9fe3551c78e84303a879a8ea006700fc | ADAM-e434556a059b4cb5a958ae7b0185cd6d | https://www.assets.signify.com/is/content/Signify/fp929003158702-pss-global | ADAM-86628791d2204d19b3b1a94c008df148 | https://www.assets.signify.com/is/image/PhilipsLighting/101a41e0f7dd446bb6cca94c008df58a |  |  | ADAM-269f582b68ed405d8c7eadc501500b44 | https://www.assets.signify.com/is/content/Signify/123bbd0a42c8464dbff3adc5015011a9 |  |  |  |  | ADAM-9cefaf7e360045508fc8ae2300c0c1f9 | https://www.docs.signify.com/assets/ies/ledtube_cor_eu_8w_g13_900lm_865-ies.ies | [8 empty] | ADAM-8fc1f03f29e5487786d3af8f009a32a1 | https://www.assets.signify.com/is/content/Signify/5b4e857bd2fb4a3891e6af8f009a3510 | ADAM-060ae0d2c6ca47a4bb86ae92004189a4 | https://www.assets.signify.com/is/content/Signify/fp929003158702-gis-global |  |  |  |  | ADAM-2ece555efbbf4aefbb3caf18008818e3;ADAM-a1cdb678d3df489e9862ae240109653e | https://www.assets.signify.com/is/content/Signify/e2eb215900ac42b5a6fbaf180088204b;https://www.assets.signify.com/is/image/Signify/c76c8432eef941bebc2fae240109686e | ADAM-dd5b1cb345fa4da8bcdcaf32007fbb42;ADAM-fb489b9de7894bf9bca0afdc006fe424;ADAM-51b7379269e54f909965afdc006fee1f | https://www.assets.signify.com/is/content/Signify/31ac9375c9ba48fe9dadaf32007fc97e;https://www.assets.signify.com/is/content/Signify/af9b2867d9e9416cb8bfafdc006fe413;https://www.assets.signify.com/is/content/Signify/0bf04182e1cc4a3ca333afdc006fee18 |  |  |  |  | E | 900 lumen |  | 865 ¦ CCT of 6500K | 80 | 6500 K | 8 W | 112 lm/W | 50 to 60 Hz |  | 900 lumen | 50000 hour(s) | 8 W | 0.9 |  | 200000 |  | 0.5 s |  | https://www.lighting.philips.com/link/929003158702_EU/prd/aa/en
FP-929003161602 | CorePro LED HPI MV 9Klm 65W 840 E40 100D | 929003161602 | 2021-08-06 00:00:00 |  |  |  | 100 degree(s) | T-shape | E40 ¦ E40 | 4000 K | Cool White (CW) |  | <lt/>6 | 140 mm | No | 65 kWh | 70 % |  |  | 158 mm | 0.5 s |  |  | -20 °C to 45 °C | [9 empty] | Yes | [63 empty] | ADAM-2ebb9a3d673348c8bf7caec1005f4166 | https://www.assets.signify.com/is/image/Signify/43709bafd5984413a0a8aec1005f453a | ADAM-fa8a32c3f6114358af35aeec01262760 | https://www.assets.signify.com/is/content/Signify/fp929003161602-pss-global | ADAM-a1966a38d3e0440aac30aec1005f3f2a | https://www.assets.signify.com/is/image/Signify/f298127c9a9541b7a5e1aec1005f40dc |  |  | ADAM-03342ad5efd54852b924af5500ecbe7f | https://www.assets.signify.com/is/content/Signify/dd176de54a784a63b449af5500ecc1c3 |  |  |  |  | ADAM-39e0bb7128364164a942aec1005f47ec | https://www.docs.signify.com/assets/ies/ledtforce_hpi_eu_65w_tshape_e40_840-ies.ies | [8 empty] | ADAM-66a689a3ce9f4a348107aead00847c01 | https://www.assets.signify.com/is/content/Signify/b220f364648546d2bffdaead0084843c | ADAM-e250755126cb465bb6acaf0000a6d35c | https://www.assets.signify.com/is/content/Signify/fp929003161602-gis-global | [12 empty] | D | 9000 lumen |  | 840 ¦ CCT of 4000K | 80 | 4000 K | 65 W | 138 lm/W | 50 to 60 Hz |  | 9000 lumen | 25000 hour(s) | 65 W | 0.9 |  | 50000 |  | 0.5 s | 150 W | https://www.lighting.philips.com/link/929003161602_EU/prd/aa/en
FP-929003161702 | CorePro LED HPI MV 15Klm 105W840E40 100D | 929003161702 | 2021-08-06 00:00:00 |  |  |  | 100 degree(s) | T-shape | E40 ¦ E40 | 4000 K | Cool White (CW) |  | <lt/>6 | 162 mm | No | 105 kWh | 70 % |  |  | 168 mm | 0.5 s |  |  | -20 °C to 45 °C | [9 empty] | Yes | [63 empty] | ADAM-42577e490589412288f1aec1005f5833 | https://www.assets.signify.com/is/image/Signify/a97c4c40437c42e6a560aec1005f5fad | ADAM-55729b97c59b4492b15baeec0103660a | https://www.assets.signify.com/is/content/Signify/fp929003161702-pss-global | ADAM-7e249bc9c25747b4b2e9aec1005f51b9 | https://www.assets.signify.com/is/image/Signify/fc708f1d481148a6b09baec1005f5531 |  |  | ADAM-03342ad5efd54852b924af5500ecbe7f | https://www.assets.signify.com/is/content/Signify/dd176de54a784a63b449af5500ecc1c3 |  |  |  |  | ADAM-82bbd928e4b24a47bcc8aec1005f674b | https://www.docs.signify.com/assets/ies/ledtforce_hpi_eu_105w_tshape_e40_840-ies.ies | [8 empty] | ADAM-a31ebb0a3c534509aec8aead0085e507 | https://www.assets.signify.com/is/content/Signify/bcffd01808794d37ac21aead0085e958 | ADAM-1c4cf2af5d094865b67faf0000aa1270 | https://www.assets.signify.com/is/content/Signify/fp929003161702-gis-global | [12 empty] | D | 15000 lumen |  | 840 ¦ CCT of 4000K | 80 | 4000 K | 105 W | 142 lm/W | 50 to 60 Hz |  | 15000 lumen | 25000 hour(s) | 105 W | 0.9 |  | 50000 |  | 0.5 s | 250 W | https://www.lighting.philips.com/link/929003161702_EU/prd/aa/en
FP-929003163102 | MAS LEDspot UE 2.4-50W GU10 ND 830 EELB | 929003163102 | 2021-08-11 00:00:00 |  |  |  | 36 degree(s) | PAR16 ¦ PAR 2 inch/50mm | GU10 ¦ GU10 | 3000 K | White (WH) | 27 mA | <lt/>6 | 50 mm | No | 3 kWh | 70 % | 380 lumen | 800 cd | 54 mm | 0.5 s | Yes |  | -20 °C to 45 °C | [9 empty] | Yes | [63 empty] | ADAM-21aa5007c5bc475492cfaeba00a10ecb | https://www.assets.signify.com/is/image/Signify/2570448eb3bf4644b9ddaeba00a11841 | ADAM-063a2e7b39d746ee9dd7aeec012dcc92 | https://www.assets.signify.com/is/content/Signify/fp929003163102-pss-global | ADAM-31985ed3c74745378cceaec1005f1eaf | https://www.assets.signify.com/is/image/Signify/85cf3f79b81f42cf808baec1005f22e6 | [8 empty] | ADAM-09b6ed3d20384cda85bbaec1005f267d | https://www.docs.signify.com/assets/ies/ledspots_eu3_50w_pr16_gu10_830_36d-ies.ies | [8 empty] | ADAM-464e63d86d474b8f8a66aeee0082f8ba | https://www.assets.signify.com/is/content/Signify/c3127a8517b54f6f9dc1aeee0082fc89 | ADAM-0bd567be417c47fcad55af0000a7f86a | https://www.assets.signify.com/is/content/Signify/fp929003163102-gis-global | [12 empty] | B | 380 lumen |  | 830 ¦ CCT of 3000K | 80 | 3000 K | 2.4 W | 158 lm/W | 50 to 60 Hz |  | 380 lumen | 50000 hour(s) | 2.4 W | 0.35 |  | 50000 |  | 0.5 s | 50 W | https://www.lighting.philips.com/link/929003163102_EU/prd/aa/en
FP-929003163202 | MAS LEDspot UE 2.4-50W GU10 ND 840 EELB | 929003163202 | 2021-08-11 00:00:00 |  |  |  | 36 degree(s) | PAR16 ¦ PAR 2 inch/50mm | GU10 ¦ GU10 | 4000 K | Cool White (CW) | 27 mA | <lt/>6 | 50 mm | No | 3 kWh | 70 % | 380 lumen | 900 cd | 54 mm | 0.5 s | Yes |  | -20 °C to 45 °C | [9 empty] | Yes | [63 empty] | ADAM-21aa5007c5bc475492cfaeba00a10ecb | https://www.assets.signify.com/is/image/Signify/2570448eb3bf4644b9ddaeba00a11841 | ADAM-41fae70d0e3a4434bb61aeec016a9221 | https://www.assets.signify.com/is/content/Signify/fp929003163202-pss-global | ADAM-31985ed3c74745378cceaec1005f1eaf | https://www.assets.signify.com/is/image/Signify/85cf3f79b81f42cf808baec1005f22e6 | [8 empty] | ADAM-65c03f445a0f4fc69de0aec1005f34a1 | https://www.docs.signify.com/assets/ies/ledspots_eu3_50w_pr16_gu10_840_36d-ies.ies | [8 empty] | ADAM-71d79954e54143748641aeee0082382f | https://www.assets.signify.com/is/content/Signify/dbcebe16081f4dd49df6aeee00823f52 | ADAM-29f5b91403f64ef9a287af0000a699fb | https://www.assets.signify.com/is/content/Signify/fp929003163202-gis-global | [12 empty] | B | 380 lumen |  | 840 ¦ CCT of 4000K | 80 | 4000 K | 2.4 W | 158 lm/W | 50 to 60 Hz |  | 380 lumen | 50000 hour(s) | 2.4 W | 0.35 |  | 50000 |  | 0.5 s | 50 W | https://www.lighting.philips.com/link/929003163202_EU/prd/aa/en
FP-929003250532 | DN065B G4 LED12/830 12W 220-240V D150 RD | 929003250532 | 2022-01-24 00:00:00 |  |  | IP20/44 ¦ Finger-protected; wire-protected, splash-proof |  |  |  | 3000 K |  |  |  |  | No | [8 empty] | -20 to +40 °C | [9 empty] | CE mark | Screw connection block 2-pole | No |  |  | Yes | Power supply unit (On/Off) | [6 empty] | For mounting on normally flammable surfaces |  |  | Metal–Plastic | IP20/44 ¦ Finger-protected; wire-protected, splash-proof | (0.44, 0.403) SDCM≤5 |  | 220 to 240 V | 3.85 A |  |  |  | No | 110° | +/-10% |  |  | IK03 ¦ 0.3 J | [6 empty] | 74 |  | Beam angle 110° | [5 empty] | 175 mm | 45 mm | 175 mm | 175 mm |  |  |  |  | +/-10% | Safety class II | - |  |  |  | 28 |  |  | 3 years |  | ADAM-20170615083119964 | https://www.assets.signify.com/is/image/Signify/7f95fd26398a4cc1bde9a793006afdd1 | ADAM-a2aff80aff4443cda648afa500203a07 | https://www.assets.signify.com/is/content/Signify/fp929003250532-pss-global |  |  | ADAM-120a970c38bf4b72931baf4f00b5b9f0 | https://www.assets.signify.com/is/image/Signify/6fb2f8669f8d4a558597af4f00b5bb88 | ADAM-1da97314136646d68161af4f00b5f722 | https://www.assets.signify.com/is/content/Signify/511108d3e477448a9009af4f00b5f8d5 |  |  |  |  | ADAM-462d4b510b1d4dfdae12af63009a7ec7 | https://www.docs.signify.com/assets/ies/dn065b_g4_led12_830_12w_d150_rd-ies.ies | [16 empty] | ADAM-e2ff3995417c4b58b856adfa00fc2876;ADAM-59b03dec60734cf298ceae24010982e1;ADAM-de61bb98ed57434cac89b03d009aae43 | https://www.assets.signify.com/is/content/Signify/53b697d9ef114447a349adfa00fc2d14;https://www.assets.signify.com/is/image/Signify/3d30339cbe704f4092beae2401098656;https://www.assets.signify.com/is/content/Signify/52c8418cb469432891d4b03d009ab213 | ADAM-66e7e2bdedc44f9f86eca9d900ed5bb1;ADAM-10fb3bb112354546ac38b00d01091c08 | https://www.assets.signify.com/is/content/PhilipsLighting/2ea8af367ef1422ab4d2a9d900ed6099;https://www.assets.signify.com/is/content/Signify/09c215658f064c36b24fb00d01092d3b |  |  | L65 |  |  | 1200 lumen | White |  | 80 | 3000 K | 12 W | 100 lm/W | 50 or 60 Hz | 830 warm white | 1200 lumen |  | 12 W | 0.9 | [5 empty] | https://www.lighting.philips.com/link/929003250532_EU/prd/aa/en
FP-929003250632 | DN065B G4 LED12/840 12W 220-240V D150 RD | 929003250632 | 2022-01-24 00:00:00 |  |  | IP20/40 ¦ Finger-protected, Emitting surface |  |  |  | 4000 K |  |  |  |  | No | [8 empty] | -20 to +40 °C | [9 empty] | CE mark | Screw connection block 2-pole | No |  |  | Yes | Power supply unit (On/Off) | [6 empty] | For mounting on normally flammable surfaces |  |  | Metal–Plastic | IP20/40 ¦ Finger-protected, Emitting surface | (0.38, 0.38) SDCM≤5 |  | 220 to 240 V | 3.85 A |  |  | LED | No | 110° | +/-10% |  |  | IK03 ¦ 0.3 J | [6 empty] | 74 |  | Beam angle 110° | [5 empty] | 175 mm | 45 mm | 175 mm | 175 mm |  |  |  |  | +/-10% | Safety class II | - |  |  |  | 28 |  |  | 3 years |  | ADAM-20170615083119964 | https://www.assets.signify.com/is/image/Signify/7f95fd26398a4cc1bde9a793006afdd1 | ADAM-fea566f9e0f14d5a8f24afa5001c7e6d | https://www.assets.signify.com/is/content/Signify/fp929003250632-pss-global |  |  | ADAM-120a970c38bf4b72931baf4f00b5b9f0 | https://www.assets.signify.com/is/image/Signify/6fb2f8669f8d4a558597af4f00b5bb88 | ADAM-1da97314136646d68161af4f00b5f722 | https://www.assets.signify.com/is/content/Signify/511108d3e477448a9009af4f00b5f8d5 |  |  |  |  | ADAM-21adfb8a1494479abb8eaf4f00b5e6c8 | https://www.docs.signify.com/assets/ies/dn065b_g4_led12_840_12w_d150_rd-ies.ies | [16 empty] | ADAM-e2ff3995417c4b58b856adfa00fc2876;ADAM-59b03dec60734cf298ceae24010982e1;ADAM-de61bb98ed57434cac89b03d009aae43 | https://www.assets.signify.com/is/content/Signify/53b697d9ef114447a349adfa00fc2d14;https://www.assets.signify.com/is/image/Signify/3d30339cbe704f4092beae2401098656;https://www.assets.signify.com/is/content/Signify/52c8418cb469432891d4b03d009ab213 | ADAM-66e7e2bdedc44f9f86eca9d900ed5bb1;ADAM-10fb3bb112354546ac38b00d01091c08 | https://www.assets.signify.com/is/content/PhilipsLighting/2ea8af367ef1422ab4d2a9d900ed6099;https://www.assets.signify.com/is/content/Signify/09c215658f064c36b24fb00d01092d3b |  |  | L65 |  |  | 1200 lumen | White |  | 80 | 4000 K | 12 W | 100 lm/W | 50 or 60 Hz | 840 neutral white | 1200 lumen |  | 12 W | 0.9 | [5 empty] | https://www.lighting.philips.com/link/929003250632_EU/prd/aa/en
FP-929003250832 | DN065B G4 LED20/830 19W 220-240V D200 RD | 929003250832 | 2022-01-24 00:00:00 |  |  | IP20/40 ¦ Finger-protected, Emitting surface |  |  |  | 3000 K |  |  |  |  | No | [8 empty] | -20 to +40 °C | [9 empty] | CE mark | Screw connection block 2-pole | No |  |  | Yes | Power supply unit (On/Off) | [6 empty] | For mounting on normally flammable surfaces |  |  | Metal–Plastic | IP20/40 ¦ Finger-protected, Emitting surface | (0.44, 0.403) SDCM≤5 |  | 220 to 240 V | 4.92 A |  |  | LED | No | 110° | +/-10% |  |  | IK03 ¦ 0.3 J | [6 empty] | 55 |  | Beam angle 110° | [5 empty] | 225 mm | 45 mm | 225 mm | 225 mm |  |  |  |  | +/-10% | Safety class II | - |  |  |  | 28 |  |  | 3 years |  | ADAM-20170615083119964 | https://www.assets.signify.com/is/image/Signify/7f95fd26398a4cc1bde9a793006afdd1 | ADAM-3ef1d7a011b2472694acafa5001df52c | https://www.assets.signify.com/is/content/Signify/fp929003250832-pss-global |  |  | ADAM-b71c4fe4271f45968f52af4f00b5bc65 | https://www.assets.signify.com/is/image/Signify/083226d6ae024b1cab12af4f00b5be28 | ADAM-1da97314136646d68161af4f00b5f722 | https://www.assets.signify.com/is/content/Signify/511108d3e477448a9009af4f00b5f8d5 |  |  |  |  | ADAM-aa3099a7d7fa47cea70eaf4f00b5e815 | https://www.docs.signify.com/assets/ies/dn065b_g4_led20_830_19w_d200_rd-ies.ies | [16 empty] | ADAM-e2ff3995417c4b58b856adfa00fc2876;ADAM-59b03dec60734cf298ceae24010982e1;ADAM-de61bb98ed57434cac89b03d009aae43 | https://www.assets.signify.com/is/content/Signify/53b697d9ef114447a349adfa00fc2d14;https://www.assets.signify.com/is/image/Signify/3d30339cbe704f4092beae2401098656;https://www.assets.signify.com/is/content/Signify/52c8418cb469432891d4b03d009ab213 | ADAM-66e7e2bdedc44f9f86eca9d900ed5bb1;ADAM-10fb3bb112354546ac38b00d01091c08 | https://www.assets.signify.com/is/content/PhilipsLighting/2ea8af367ef1422ab4d2a9d900ed6099;https://www.assets.signify.com/is/content/Signify/09c215658f064c36b24fb00d01092d3b |  |  | L65 |  |  | 2000 lumen | White |  | 80 | 3000 K | 19 W | 105 lm/W | 50 or 60 Hz | 830 warm white | 2000 lumen |  | 19 W | 0.9 | [5 empty] | https://www.lighting.philips.com/link/929003250832_EU/prd/aa/en
FP-929003250932 | DN065B G4 LED20/840 19W 220-240V D200 RD | 929003250932 | 2022-01-24 00:00:00 |  |  | IP20/40 ¦ Finger-protected, Emitting surface |  |  |  | 4000 K |  |  |  |  | No | [8 empty] | -20 to +40 °C | [9 empty] | CE mark | Screw connection block 2-pole | No |  |  | Yes | Power supply unit (On/Off) | [6 empty] | For mounting on normally flammable surfaces |  |  | Metal–Plastic | IP20/40 ¦ Finger-protected, Emitting surface | (0.38, 0.38) SDCM≤5 |  | 220 to 240 V | 4.92 A |  |  | LED | No | 110° | +/-10% |  |  | IK03 ¦ 0.3 J | [6 empty] | 55 |  | Beam angle 110° | [5 empty] | 225 mm | 45 mm | 225 mm | 225 mm |  |  |  |  | +/-10% | Safety class II | - |  |  |  | 28 |  |  | 3 years |  | ADAM-20170615083119964 | https://www.assets.signify.com/is/image/Signify/7f95fd26398a4cc1bde9a793006afdd1 | ADAM-d3dde12a60be41dba1d9afa5001ba35c | https://www.assets.signify.com/is/content/Signify/fp929003250932-pss-global |  |  | ADAM-b71c4fe4271f45968f52af4f00b5bc65 | https://www.assets.signify.com/is/image/Signify/083226d6ae024b1cab12af4f00b5be28 | ADAM-1da97314136646d68161af4f00b5f722 | https://www.assets.signify.com/is/content/Signify/511108d3e477448a9009af4f00b5f8d5 |  |  |  |  | ADAM-b4a3db1ab7d24f5382faaf4f00b5eae6 | https://www.docs.signify.com/assets/ies/dn065b_g4_led20_840_19w_d200_rd-ies.ies | [16 empty] | ADAM-e2ff3995417c4b58b856adfa00fc2876;ADAM-59b03dec60734cf298ceae24010982e1;ADAM-de61bb98ed57434cac89b03d009aae43 | https://www.assets.signify.com/is/content/Signify/53b697d9ef114447a349adfa00fc2d14;https://www.assets.signify.com/is/image/Signify/3d30339cbe704f4092beae2401098656;https://www.assets.signify.com/is/content/Signify/52c8418cb469432891d4b03d009ab213 | ADAM-66e7e2bdedc44f9f86eca9d900ed5bb1;ADAM-10fb3bb112354546ac38b00d01091c08 | https://www.assets.signify.com/is/content/PhilipsLighting/2ea8af367ef1422ab4d2a9d900ed6099;https://www.assets.signify.com/is/content/Signify/09c215658f064c36b24fb00d01092d3b |  |  | L65 |  |  | 2000 lumen | White |  | 80 | 4000 K | 19 W | 105 lm/W | 50 or 60 Hz | 840 neutral white | 2000 lumen |  | 19 W | 0.9 | [5 empty] | https://www.lighting.philips.com/link/929003250932_EU/prd/aa/en
FP-929003251132 | DN065B G4 LED12/830 12W 220-240V L150 SQ | 929003251132 | 2022-01-24 00:00:00 |  |  | IP20/40 ¦ Finger-protected, Emitting surface |  |  |  | 3000 K |  |  |  |  | No | [8 empty] | -20 to +40 °C | [9 empty] | CE mark | Screw connection block 2-pole | No |  |  | Yes | Power supply unit (On/Off) | [6 empty] | For mounting on normally flammable surfaces |  |  | Metal–Plastic | IP20/40 ¦ Finger-protected, Emitting surface | (0.44, 0.403) SDCM≤5 |  | 220 to 240 V | 3.85 A |  |  | LED | No | 110° | +/-10% |  |  | IK03 ¦ 0.3 J | [6 empty] | 74 |  | Beam angle 110° | [5 empty] | 175 mm | 45 mm | 175 mm | 175 mm |  |  |  |  | +/-10% | Safety class II | - |  |  |  | 28 |  |  | 3 years |  | ADAM-be92b52d556e48939467ad7c007ef02c | https://www.assets.signify.com/is/image/Signify/48c5895a5ce543c2b7a6ad7c007ef5d0 | ADAM-bfb2fe70fec948d09bc6afa500209e18 | https://www.assets.signify.com/is/content/Signify/fp929003251132-pss-global |  |  | ADAM-03f187e4fee84fdd8c48af4f00b5c142 | https://www.assets.signify.com/is/image/Signify/7b9074d1e697472b979caf4f00b5c233 | ADAM-1da97314136646d68161af4f00b5f722 | https://www.assets.signify.com/is/content/Signify/511108d3e477448a9009af4f00b5f8d5 |  |  |  |  | ADAM-1fdcf4cd267743ff9f28af4f00b5ecf2 | https://www.docs.signify.com/assets/ies/dn065b_g4_led12_830_12w_l150_sq-ies.ies | [16 empty] | ADAM-e2ff3995417c4b58b856adfa00fc2876;ADAM-59b03dec60734cf298ceae24010982e1;ADAM-de61bb98ed57434cac89b03d009aae43 | https://www.assets.signify.com/is/content/Signify/53b697d9ef114447a349adfa00fc2d14;https://www.assets.signify.com/is/image/Signify/3d30339cbe704f4092beae2401098656;https://www.assets.signify.com/is/content/Signify/52c8418cb469432891d4b03d009ab213 | ADAM-66e7e2bdedc44f9f86eca9d900ed5bb1;ADAM-10fb3bb112354546ac38b00d01091c08 | https://www.assets.signify.com/is/content/PhilipsLighting/2ea8af367ef1422ab4d2a9d900ed6099;https://www.assets.signify.com/is/content/Signify/09c215658f064c36b24fb00d01092d3b |  |  | L65 |  |  | 1200 lumen | White |  | 80 | 3000 K | 12 W | 100 lm/W | 50 or 60 Hz | 830 warm white | 1200 lumen |  | 12 W | 0.9 | [5 empty] | https://www.lighting.philips.com/link/929003251132_EU/prd/aa/en
FP-929003251232 | DN065B G4 LED12/840 12W 220-240V L150 SQ | 929003251232 | 2022-01-24 00:00:00 |  |  | IP20/40 ¦ Finger-protected, Emitting surface |  |  |  | 4000 K |  |  |  |  | No | [8 empty] | -20 to +40 °C | [9 empty] | CE mark | Screw connection block 2-pole | No |  |  | Yes | Power supply unit (On/Off) | [6 empty] | For mounting on normally flammable surfaces |  |  | Metal–Plastic | IP20/40 ¦ Finger-protected, Emitting surface | (0.38, 0.38) SDCM≤5 |  | 220 to 240 V | 3.85 A |  |  | LED | No | 110° | +/-10% |  |  | IK03 ¦ 0.3 J | [6 empty] | 74 |  | Beam angle 110° | [5 empty] | 175 mm | 45 mm | 175 mm | 175 mm |  |  |  |  | +/-10% | Safety class II | - |  |  |  | 28 |  |  | 3 years |  | ADAM-be92b52d556e48939467ad7c007ef02c | https://www.assets.signify.com/is/image/Signify/48c5895a5ce543c2b7a6ad7c007ef5d0 | ADAM-9dd8baf509a047c9b3a5afa5001bc2b0 | https://www.assets.signify.com/is/content/Signify/fp929003251232-pss-global |  |  | ADAM-03f187e4fee84fdd8c48af4f00b5c142 | https://www.assets.signify.com/is/image/Signify/7b9074d1e697472b979caf4f00b5c233 | ADAM-1da97314136646d68161af4f00b5f722 | https://www.assets.signify.com/is/content/Signify/511108d3e477448a9009af4f00b5f8d5 |  |  |  |  | ADAM-64aecbf70cb746228726af4f00b5ee38 | https://www.docs.signify.com/assets/ies/dn065b_g4_led12_840_12w_l150_sq-ies.ies | [16 empty] | ADAM-e2ff3995417c4b58b856adfa00fc2876;ADAM-59b03dec60734cf298ceae24010982e1;ADAM-de61bb98ed57434cac89b03d009aae43 | https://www.assets.signify.com/is/content/Signify/53b697d9ef114447a349adfa00fc2d14;https://www.assets.signify.com/is/image/Signify/3d30339cbe704f4092beae2401098656;https://www.assets.signify.com/is/content/Signify/52c8418cb469432891d4b03d009ab213 | ADAM-66e7e2bdedc44f9f86eca9d900ed5bb1;ADAM-10fb3bb112354546ac38b00d01091c08 | https://www.assets.signify.com/is/content/PhilipsLighting/2ea8af367ef1422ab4d2a9d900ed6099;https://www.assets.signify.com/is/content/Signify/09c215658f064c36b24fb00d01092d3b |  |  | L65 |  |  | 1200 lumen | White |  | 80 | 4000 K | 12 W | 100 lm/W | 50 or 60 Hz | 840 neutral white | 1200 lumen |  | 12 W | 0.9 | [5 empty] | https://www.lighting.philips.com/link/929003251232_EU/prd/aa/en
FP-929003251532 | DN065C G4 LED12/830 12W 220-240V 6-D175 | 929003251532 | 2022-01-24 00:00:00 |  |  | IP20/40 ¦ Finger-protected, Emitting surface |  |  |  | 3000 K |  |  |  |  | No | [8 empty] | -20 to +40 °C | [9 empty] | CE mark | Screw connection block 2-pole | No |  |  | Yes | Power supply unit (On/Off) | [6 empty] | For mounting on normally flammable surfaces |  |  | Metal–Plastic | IP20/40 ¦ Finger-protected, Emitting surface | (0.44, 0.403) SDCM≤5 |  | 220 to 240 V | 3.85 A |  |  | LED | No | 110° | +/-10% |  |  | IK03 ¦ 0.3 J | [6 empty] | 74 |  | Beam angle 110° | [5 empty] | 175 mm | 27 mm | 175 mm | 175 mm |  |  |  |  | +/-10% | Safety class II | - |  |  |  | 28 |  |  | 3 years |  | ADAM-a69b781cfcd64f969158ae7800bd78a8 | https://www.assets.signify.com/is/image/Signify/3861b31aa410420f8279ae7800bd78a6 | ADAM-812a72bb64e24d1390aeafa5001dafcd | https://www.assets.signify.com/is/content/Signify/fp929003251532-pss-global |  |  | ADAM-ad6c9891cbd04cebbdcbaf4f00b5c310 | https://www.assets.signify.com/is/image/Signify/24e7a4f30c6b46c79741af4f00b5c535 | ADAM-0572e55994d74cd0bb44af4f00b5f99d | https://www.assets.signify.com/is/content/Signify/434eec88167844e59fceaf4f00b5fb30 |  |  |  |  | ADAM-7137afa512694cb9bc0caf4f00b5f057 | https://www.docs.signify.com/assets/ies/dn065c_g4_led12_830_12w_6_d175-ies.ies | [16 empty] | ADAM-e2ff3995417c4b58b856adfa00fc2876;ADAM-59b03dec60734cf298ceae24010982e1;ADAM-de61bb98ed57434cac89b03d009aae43 | https://www.assets.signify.com/is/content/Signify/53b697d9ef114447a349adfa00fc2d14;https://www.assets.signify.com/is/image/Signify/3d30339cbe704f4092beae2401098656;https://www.assets.signify.com/is/content/Signify/52c8418cb469432891d4b03d009ab213 | ADAM-66e7e2bdedc44f9f86eca9d900ed5bb1;ADAM-10fb3bb112354546ac38b00d01091c08 | https://www.assets.signify.com/is/content/PhilipsLighting/2ea8af367ef1422ab4d2a9d900ed6099;https://www.assets.signify.com/is/content/Signify/09c215658f064c36b24fb00d01092d3b |  |  | L65 |  |  | 1200 lumen | White |  | 80 | 3000 K | 12 W | 100 lm/W | 50 or 60 Hz | 830 warm white | 1200 lumen |  | 12 W | 0.9 | [5 empty] | https://www.lighting.philips.com/link/929003251532_EU/prd/aa/en
FP-929003251632 | DN065C G4 LED12/840 12W 220-240V 6-D175 | 929003251632 | 2022-01-24 00:00:00 |  |  | IP20/40 ¦ Finger-protected, Emitting surface |  |  |  | 4000 K |  |  |  |  | No | [8 empty] | -20 to +40 °C | [9 empty] | CE mark | Screw connection block 2-pole | No |  |  | Yes | Power supply unit (On/Off) | [6 empty] | For mounting on normally flammable surfaces |  |  | Metal–Plastic | IP20/40 ¦ Finger-protected, Emitting surface | (0.38, 0.38) SDCM≤5 |  | 220 to 240 V | 3.85 A |  |  | LED | No | 110° | +/-10% |  |  | IK03 ¦ 0.3 J | [6 empty] | 74 |  | Beam angle 110° | [5 empty] | 175 mm | 27 mm | 175 mm | 175 mm |  |  |  |  | +/-10% | Safety class II | - |  |  |  | 28 |  |  | 3 years |  | ADAM-a69b781cfcd64f969158ae7800bd78a8 | https://www.assets.signify.com/is/image/Signify/3861b31aa410420f8279ae7800bd78a6 | ADAM-9f91ac1c04fc4d6195cbafa5001f81bf | https://www.assets.signify.com/is/content/Signify/fp929003251632-pss-global |  |  | ADAM-ad6c9891cbd04cebbdcbaf4f00b5c310 | https://www.assets.signify.com/is/image/Signify/24e7a4f30c6b46c79741af4f00b5c535 | ADAM-0572e55994d74cd0bb44af4f00b5f99d | https://www.assets.signify.com/is/content/Signify/434eec88167844e59fceaf4f00b5fb30 |  |  |  |  | ADAM-ad19499639fe4d2ca070af4f00b5f1d0 | https://www.docs.signify.com/assets/ies/dn065c_g4_led12_840_12w_6_d175-ies.ies | [16 empty] | ADAM-e2ff3995417c4b58b856adfa00fc2876;ADAM-59b03dec60734cf298ceae24010982e1;ADAM-de61bb98ed57434cac89b03d009aae43 | https://www.assets.signify.com/is/content/Signify/53b697d9ef114447a349adfa00fc2d14;https://www.assets.signify.com/is/image/Signify/3d30339cbe704f4092beae2401098656;https://www.assets.signify.com/is/content/Signify/52c8418cb469432891d4b03d009ab213 | ADAM-66e7e2bdedc44f9f86eca9d900ed5bb1;ADAM-10fb3bb112354546ac38b00d01091c08 | https://www.assets.signify.com/is/content/PhilipsLighting/2ea8af367ef1422ab4d2a9d900ed6099;https://www.assets.signify.com/is/content/Signify/09c215658f064c36b24fb00d01092d3b |  |  | L65 |  |  | 1200 lumen | White |  | 80 | 4000 K | 12 W | 108 lm/W | 50 or 60 Hz | 840 neutral white | 1200 lumen |  | 12 W | 0.9 | [5 empty] | https://www.lighting.philips.com/link/929003251632_EU/prd/aa/en
FP-929003251732 | DN065C G4 LED20/830 19W 220-240V 8-D225 | 929003251732 | 2022-01-24 00:00:00 |  |  | IP20/40 ¦ Finger-protected, Emitting surface |  |  |  | 3000 K |  |  |  |  | No | [8 empty] | -20 to +40 °C | [9 empty] | CE mark | Screw connection block 2-pole | No |  |  | Yes | Power supply unit (On/Off) | [6 empty] | For mounting on normally flammable surfaces |  |  | Metal–Plastic | IP20/40 ¦ Finger-protected, Emitting surface | (0.44, 0.403) SDCM≤5 |  | 220 to 240 V | 4.92 A |  |  | LED | No | 110° | +/-10% |  |  | IK03 ¦ 0.3 J | [6 empty] | 55 |  | Beam angle 110° | [5 empty] | 225 mm | 27 mm | 225 mm | 225 mm |  |  |  |  | +/-10% | Safety class II | - |  |  |  | 28 |  |  | 3 years |  | ADAM-a69b781cfcd64f969158ae7800bd78a8 | https://www.assets.signify.com/is/image/Signify/3861b31aa410420f8279ae7800bd78a6 | ADAM-fae00d1c5df047b3bac4afa5001da8ae | https://www.assets.signify.com/is/content/Signify/fp929003251732-pss-global |  |  | ADAM-3ddcf0b905ed471693a2af4f00b5c60a | https://www.assets.signify.com/is/image/Signify/3778eec463044c5f83dbaf4f00b5c6d5 | ADAM-0572e55994d74cd0bb44af4f00b5f99d | https://www.assets.signify.com/is/content/Signify/434eec88167844e59fceaf4f00b5fb30 |  |  |  |  | ADAM-8311ca31ce96408186fcaf4f00b5f2e2 | https://www.docs.signify.com/assets/ies/dn065c_g4_led20_830_19w_8_d225-ies.ies | [16 empty] | ADAM-e2ff3995417c4b58b856adfa00fc2876;ADAM-59b03dec60734cf298ceae24010982e1;ADAM-de61bb98ed57434cac89b03d009aae43 | https://www.assets.signify.com/is/content/Signify/53b697d9ef114447a349adfa00fc2d14;https://www.assets.signify.com/is/image/Signify/3d30339cbe704f4092beae2401098656;https://www.assets.signify.com/is/content/Signify/52c8418cb469432891d4b03d009ab213 | ADAM-66e7e2bdedc44f9f86eca9d900ed5bb1;ADAM-10fb3bb112354546ac38b00d01091c08 | https://www.assets.signify.com/is/content/PhilipsLighting/2ea8af367ef1422ab4d2a9d900ed6099;https://www.assets.signify.com/is/content/Signify/09c215658f064c36b24fb00d01092d3b |  |  | L65 |  |  | 2000 lumen | White |  | 80 | 3000 K | 19 W | 105 lm/W | 50 or 60 Hz | 830 warm white | 2000 lumen |  | 19 W | 0.9 | [5 empty] | https://www.lighting.philips.com/link/929003251732_EU/prd/aa/en
FP-929003251832 | DN065C G4 LED20/840 19W 220-240V 8-D225 | 929003251832 | 2022-01-24 00:00:00 |  |  | IP20/40 ¦ Finger-protected, Emitting surface |  |  |  | 4000 K |  |  |  |  | No | [8 empty] | -20 to +40 °C | [9 empty] | CE mark | Screw connection block 2-pole | No |  |  | Yes | Power supply unit (On/Off) | [6 empty] | For mounting on normally flammable surfaces |  |  | Metal–Plastic | IP20/40 ¦ Finger-protected, Emitting surface | (0.38, 0.38) SDCM≤5 |  | 220 to 240 V | 4.92 A |  |  | LED | No | 110° | +/-10% |  |  | IK03 ¦ 0.3 J | [6 empty] | 55 |  | Beam angle 110° | [5 empty] | 225 mm | 27 mm | 225 mm | 225 mm |  |  |  |  | +/-10% | Safety class II | - |  |  |  | 28 |  |  | 3 years |  | ADAM-a69b781cfcd64f969158ae7800bd78a8 | https://www.assets.signify.com/is/image/Signify/3861b31aa410420f8279ae7800bd78a6 | ADAM-ea739595daa24d67aceaafa5001bf6a4 | https://www.assets.signify.com/is/content/Signify/fp929003251832-pss-global |  |  | ADAM-3ddcf0b905ed471693a2af4f00b5c60a | https://www.assets.signify.com/is/image/Signify/3778eec463044c5f83dbaf4f00b5c6d5 | ADAM-0572e55994d74cd0bb44af4f00b5f99d | https://www.assets.signify.com/is/content/Signify/434eec88167844e59fceaf4f00b5fb30 |  |  |  |  | ADAM-e4ee5c0d00f94dbeb254af4f00b5f42a | https://www.docs.signify.com/assets/ies/dn065c_g4_led20_840_19w_8_d225-ies.ies | [16 empty] | ADAM-e2ff3995417c4b58b856adfa00fc2876;ADAM-59b03dec60734cf298ceae24010982e1;ADAM-de61bb98ed57434cac89b03d009aae43 | https://www.assets.signify.com/is/content/Signify/53b697d9ef114447a349adfa00fc2d14;https://www.assets.signify.com/is/image/Signify/3d30339cbe704f4092beae2401098656;https://www.assets.signify.com/is/content/Signify/52c8418cb469432891d4b03d009ab213 | ADAM-66e7e2bdedc44f9f86eca9d900ed5bb1;ADAM-10fb3bb112354546ac38b00d01091c08 | https://www.assets.signify.com/is/content/PhilipsLighting/2ea8af367ef1422ab4d2a9d900ed6099;https://www.assets.signify.com/is/content/Signify/09c215658f064c36b24fb00d01092d3b |  |  | L65 |  |  | 2000 lumen | White |  | 80 | 4000 K | 19 W | 105 lm/W | 50 or 60 Hz | 840 neutral white | 2000 lumen |  | 19 W | 0.9 | [5 empty] | https://www.lighting.philips.com/link/929003251832_EU/prd/aa/en
FP-929003467012 | MAS LED SON-T IF 3.6Klm 23W 727 E27 | 929003467012 | 2021-11-23 00:00:00 |  |  |  |  | T60 ¦ T 60mm | E27 ¦ E27 | 2700 K | Warm White (WW) | 775 mA | <lt/>6 | 61 mm | No | 23 kWh | 70 % |  |  | 200 mm | 0.5 s |  |  | -40 °C to 55 °C | [73 empty] | ADAM-30479e3c8dbe46f5bf46a9d200e95a0c | https://www.assets.signify.com/is/image/PhilipsLighting/a721ce67b484439ca56ea9d200e95caa | ADAM-6f470ad3bc664c918df8afa8013ff759 | https://www.assets.signify.com/is/content/Signify/fp929003467012-pss-global | ADAM-5535e900c4074735ba2ca90b009116d1 | https://www.assets.signify.com/is/image/PhilipsLighting/f5290878fe6b4d8f9c0ba90b0091175c |  |  | ADAM-07cfb4d93b334555a2a7afab00ab9624 | https://www.assets.signify.com/is/content/Signify/3fab7bdc49ea4261ad5dafab00ab9621 |  |  |  |  | ADAM-70c1477d43a947a2a2a9af48008927bc | https://www.docs.signify.com/assets/ies/ledtforce_mas_sont_eu_23w_t60_e27_727-ies.ies | [8 empty] | ADAM-67aa91a3f75a41a98cbeaf040087cf59 | https://www.assets.signify.com/is/content/Signify/9e8f5bbf247f496b97f9af040087d0dd | ADAM-284fcb39ec8f4e6db2b9afa80106a984 | https://www.assets.signify.com/is/content/Signify/fp929003467012-gis-global |  |  |  |  | ADAM-12e2929bd9434f04b1b4b01500d914a5 | https://www.assets.signify.com/is/content/Signify/fe054dd74c2047dcad34b01500d914a3 | ADAM-b6897b99fe58439fb80ca9d900eddc60;ADAM-3588369a6ad64c3fb282b02900d8027a | https://www.assets.signify.com/is/content/PhilipsLighting/548a77fcc20542e4ba83a9d900eded72;https://www.assets.signify.com/is/content/Signify/4e1380eb83c64465bc0eb02900d80277 |  |  |  |  | D | 3600 lumen |  | 727 ¦ CCT of 2700K | 70 | 2700 K | 23 W | 156 lm/W | 50 Hz |  | 3600 lumen | 70000 hour(s) | 23 W |  |  | 50000 |  | 0.5 s | 50 W | https://www.lighting.philips.com/link/929003467012_EU/prd/aa/en
FP-929003467112 | MAS LED SON-T IF 4Klm 23W 740 E27 | 929003467112 | 2021-11-23 00:00:00 |  |  |  |  | T60 ¦ T 60mm | E27 ¦ E27 | 4000 K | Cool White (CW) | 775 mA | <lt/>6 | 61 mm | No | 23 kWh | 70 % |  |  | 200 mm | 0.5 s |  |  | -40 °C to 55 °C | [73 empty] | ADAM-30479e3c8dbe46f5bf46a9d200e95a0c | https://www.assets.signify.com/is/image/PhilipsLighting/a721ce67b484439ca56ea9d200e95caa | ADAM-1a456354ec5e460eb123afa1014c49fa | https://www.assets.signify.com/is/content/Signify/fp929003467112-pss-global | ADAM-5535e900c4074735ba2ca90b009116d1 | https://www.assets.signify.com/is/image/PhilipsLighting/f5290878fe6b4d8f9c0ba90b0091175c |  |  | ADAM-07cfb4d93b334555a2a7afab00ab9624 | https://www.assets.signify.com/is/content/Signify/3fab7bdc49ea4261ad5dafab00ab9621 |  |  |  |  | ADAM-4879169dccd7471abbf2af4800893502 | https://www.docs.signify.com/assets/ies/ledtforce_mas_sont_eu_23w_t60_e27_740-ies.ies | [8 empty] | ADAM-5182bb7575c1429d8ecdaf040084f200 | https://www.assets.signify.com/is/content/Signify/fb704c990bdb4619a9a5af040084f2ea | ADAM-ae29e3a2973940eea07aafa80105d8ea | https://www.assets.signify.com/is/content/Signify/fp929003467112-gis-global |  |  |  |  | ADAM-12e2929bd9434f04b1b4b01500d914a5 | https://www.assets.signify.com/is/content/Signify/fe054dd74c2047dcad34b01500d914a3 | ADAM-b6897b99fe58439fb80ca9d900eddc60;ADAM-3588369a6ad64c3fb282b02900d8027a | https://www.assets.signify.com/is/content/PhilipsLighting/548a77fcc20542e4ba83a9d900eded72;https://www.assets.signify.com/is/content/Signify/4e1380eb83c64465bc0eb02900d80277 |  |  |  |  | C | 4000 lumen |  | 740 ¦ CCT of 4000K | 70 | 4000 K | 23 W | 173 lm/W | 50 Hz |  | 4000 lumen | 70000 hour(s) | 23 W |  |  | 50000 |  | 0.5 s | 50 W | https://www.lighting.philips.com/link/929003467112_EU/prd/aa/en
FP-929003467212 | MAS LED SON-T IF 5.4Klm 34W 727 E27 | 929003467212 | 2021-11-23 00:00:00 |  |  |  |  | T60 ¦ T 60mm | E27 ¦ E27 | 2700 K | Warm White (WW) | 965 mA | <lt/>6 | 61 mm | No | 34 kWh | 70 % |  |  | 200 mm | 0.5 s |  |  | -40 °C to 55 °C | [73 empty] | ADAM-930f8cdc6d57455ba920a8eb00315d39 | https://www.assets.signify.com/is/image/PhilipsLighting/5ae018146a6a43c9b706a8eb00315e81 | ADAM-84ad69254fa0457db479afa1013098bb | https://www.assets.signify.com/is/content/Signify/fp929003467212-pss-global | ADAM-5535e900c4074735ba2ca90b009116d1 | https://www.assets.signify.com/is/image/PhilipsLighting/f5290878fe6b4d8f9c0ba90b0091175c |  |  | ADAM-07cfb4d93b334555a2a7afab00ab9624 | https://www.assets.signify.com/is/content/Signify/3fab7bdc49ea4261ad5dafab00ab9621 |  |  |  |  | ADAM-1d728cad9c3c4dde8bdaaf48008940ba | https://www.docs.signify.com/assets/ies/ledtforce_mas_sont_eu_34w_t60_e27_727-ies.ies | [8 empty] | ADAM-305675734fb046f9b8d0af0400883e4b | https://www.assets.signify.com/is/content/Signify/8fb1d399909f40c99fcdaf0400884069 | ADAM-415117b48c1f4299b6faafa80106500b | https://www.assets.signify.com/is/content/Signify/fp929003467212-gis-global |  |  |  |  | ADAM-12e2929bd9434f04b1b4b01500d914a5 | https://www.assets.signify.com/is/content/Signify/fe054dd74c2047dcad34b01500d914a3 | ADAM-b6897b99fe58439fb80ca9d900eddc60;ADAM-3588369a6ad64c3fb282b02900d8027a | https://www.assets.signify.com/is/content/PhilipsLighting/548a77fcc20542e4ba83a9d900eded72;https://www.assets.signify.com/is/content/Signify/4e1380eb83c64465bc0eb02900d80277 |  |  |  |  | D | 5400 lumen |  | 727 ¦ CCT of 2700K | 70 | 2700 K | 34 W | 158 lm/W | 50 Hz |  | 5400 lumen | 70000 hour(s) | 34 W |  |  | 50000 |  | 0.5 s | 70 W | https://www.lighting.philips.com/link/929003467212_EU/prd/aa/en
FP-929003467312 | MAS LED SON-T IF 6Klm 34W 740 E27 | 929003467312 | 2021-11-23 00:00:00 |  |  |  |  | T60 ¦ T 60mm | E27 ¦ E27 | 4000 K | Cool White (CW) | 965 mA | <lt/>6 | 61 mm | No | 34 kWh | 70 % |  |  | 200 mm | 0.5 s |  |  | -40 °C to 55 °C | [73 empty] | ADAM-930f8cdc6d57455ba920a8eb00315d39 | https://www.assets.signify.com/is/image/PhilipsLighting/5ae018146a6a43c9b706a8eb00315e81 | ADAM-fbdaad7c47a34fc5a72fafa801406090 | https://www.assets.signify.com/is/content/Signify/fp929003467312-pss-global | ADAM-5535e900c4074735ba2ca90b009116d1 | https://www.assets.signify.com/is/image/PhilipsLighting/f5290878fe6b4d8f9c0ba90b0091175c |  |  | ADAM-07cfb4d93b334555a2a7afab00ab9624 | https://www.assets.signify.com/is/content/Signify/3fab7bdc49ea4261ad5dafab00ab9621 |  |  |  |  | ADAM-7724535747ae4fa2bc27af4800894f80 | https://www.docs.signify.com/assets/ies/ledtforce_mas_sont_eu_34w_t60_e27_740-ies.ies | [8 empty] | ADAM-e51029f12aca43ec9083af040086fed1 | https://www.assets.signify.com/is/content/Signify/3be48a30e0e94056ae75af0400870057 | ADAM-788f3a6b2b924e57b3a8afa8010654c1 | https://www.assets.signify.com/is/content/Signify/fp929003467312-gis-global |  |  |  |  | ADAM-12e2929bd9434f04b1b4b01500d914a5 | https://www.assets.signify.com/is/content/Signify/fe054dd74c2047dcad34b01500d914a3 | ADAM-b6897b99fe58439fb80ca9d900eddc60;ADAM-3588369a6ad64c3fb282b02900d8027a | https://www.assets.signify.com/is/content/PhilipsLighting/548a77fcc20542e4ba83a9d900eded72;https://www.assets.signify.com/is/content/Signify/4e1380eb83c64465bc0eb02900d80277 |  |  |  |  | C | 6000 lumen |  | 740 ¦ CCT of 4000K | 70 | 4000 K | 34 W | 176 lm/W | 50 Hz |  | 6000 lumen | 70000 hour(s) | 34 W |  |  | 50000 |  | 0.5 s | 70 W | https://www.lighting.philips.com/link/929003467312_EU/prd/aa/en
FP-929003467412 | MAS LED SON-T IF 8.1Klm 50W 727 E40 | 929003467412 | 2021-11-23 00:00:00 |  |  |  |  | T70 ¦ T 70mm | E40 ¦ E40 | 2700 K | Warm White (WW) | 1060 mA | <lt/>6 | 71 mm | No | 50 kWh | 70 % |  |  | 262 mm | 0.5 s |  |  | -40 °C to 55 °C | [73 empty] | ADAM-7ded57e869b047d7886ba9dc00a7a55f | https://www.assets.signify.com/is/image/PhilipsLighting/0027503bb8974b0fb7d9a9dc00a7a6a7 | ADAM-cdee6c1e68ba4eff88ceafa10131ded2 | https://www.assets.signify.com/is/content/Signify/fp929003467412-pss-global | ADAM-4cbc364760314342b7d6a9dc00a7a1d7 | https://www.assets.signify.com/is/image/PhilipsLighting/e17256e0853044e7b420a9dc00a7a340 |  |  | ADAM-07cfb4d93b334555a2a7afab00ab9624 | https://www.assets.signify.com/is/content/Signify/3fab7bdc49ea4261ad5dafab00ab9621 |  |  |  |  | ADAM-c4442e2ca28b4cf6b34faf4800895aae | https://www.docs.signify.com/assets/ies/ledtforce_mas_sont_eu_50w_t70_e40_727-ies.ies | [8 empty] | ADAM-d314e9546b504b10ba0faf04008484ae | https://www.assets.signify.com/is/content/Signify/41c43f9fd42c44c782ceaf04008488b0 | ADAM-a4158e10077f42b499e6afa8010653e5 | https://www.assets.signify.com/is/content/Signify/fp929003467412-gis-global |  |  |  |  | ADAM-12e2929bd9434f04b1b4b01500d914a5 | https://www.assets.signify.com/is/content/Signify/fe054dd74c2047dcad34b01500d914a3 | ADAM-b6897b99fe58439fb80ca9d900eddc60;ADAM-3588369a6ad64c3fb282b02900d8027a | https://www.assets.signify.com/is/content/PhilipsLighting/548a77fcc20542e4ba83a9d900eded72;https://www.assets.signify.com/is/content/Signify/4e1380eb83c64465bc0eb02900d80277 |  |  |  |  | D | 8100 lumen |  | 727 ¦ CCT of 2700K | 70 | 2700 K | 50 W | 162 lm/W | 50 Hz |  | 8100 lumen | 70000 hour(s) | 50 W |  |  | 50000 |  | 0.5 s | 100 W | https://www.lighting.philips.com/link/929003467412_EU/prd/aa/en
FP-929003467512 | MAS LED SON-T IF 9Klm 50W 740 E40 | 929003467512 | 2021-11-23 00:00:00 |  |  |  |  | T70 ¦ T 70mm | E40 ¦ E40 | 4000 K | Cool White (CW) | 1060 mA | <lt/>6 | 71 mm | No | 50 kWh | 70 % |  |  | 262 mm | 0.5 s |  |  | -40 °C to 55 °C | [73 empty] | ADAM-7ded57e869b047d7886ba9dc00a7a55f | https://www.assets.signify.com/is/image/PhilipsLighting/0027503bb8974b0fb7d9a9dc00a7a6a7 | ADAM-9477371eb03946158388afa8013f7346 | https://www.assets.signify.com/is/content/Signify/fp929003467512-pss-global | ADAM-4cbc364760314342b7d6a9dc00a7a1d7 | https://www.assets.signify.com/is/image/PhilipsLighting/e17256e0853044e7b420a9dc00a7a340 |  |  | ADAM-07cfb4d93b334555a2a7afab00ab9624 | https://www.assets.signify.com/is/content/Signify/3fab7bdc49ea4261ad5dafab00ab9621 |  |  |  |  | ADAM-8e9db1600e6941b6a4b3af4800896829 | https://www.docs.signify.com/assets/ies/ledtforce_mas_sont_eu_50w_t70_e40_740-ies.ies | [8 empty] | ADAM-2cc2e38bea244e2aa41caf04008a07a0 | https://www.assets.signify.com/is/content/Signify/d599ff5f0fff4b54b2f5af04008a0b1f | ADAM-4ee31c09d6b74ee492d0afa80106c5fe | https://www.assets.signify.com/is/content/Signify/fp929003467512-gis-global |  |  |  |  | ADAM-12e2929bd9434f04b1b4b01500d914a5 | https://www.assets.signify.com/is/content/Signify/fe054dd74c2047dcad34b01500d914a3 | ADAM-b6897b99fe58439fb80ca9d900eddc60;ADAM-3588369a6ad64c3fb282b02900d8027a | https://www.assets.signify.com/is/content/PhilipsLighting/548a77fcc20542e4ba83a9d900eded72;https://www.assets.signify.com/is/content/Signify/4e1380eb83c64465bc0eb02900d80277 |  |  |  |  | C | 9000 lumen |  | 740 ¦ CCT of 4000K | 70 | 4000 K | 50 W | 180 lm/W | 50 Hz |  | 9000 lumen | 70000 hour(s) | 50 W |  |  | 50000 |  | 0.5 s | 100 W | https://www.lighting.philips.com/link/929003467512_EU/prd/aa/en
FP-929003467612 | MAS LED SON-T IF 10.8Klm 65W 727 E40 | 929003467612 | 2021-11-23 00:00:00 |  |  |  |  | T70 ¦ T 70mm | E40 ¦ E40 | 2700 K | Warm White (WW) | 1760 mA | <lt/>6 | 71 mm | No | 65 kWh | 70 % |  |  | 262 mm | 0.5 s |  |  | -40 °C to 55 °C | [73 empty] | ADAM-be449e3a377d48178a79a9dc00a7ccc1 | https://www.assets.signify.com/is/image/Signify/71db2e03f3c64c2c8a4fa9dc00a7ce01 | ADAM-2c885ff4ac344e3c9915afa1012cd662 | https://www.assets.signify.com/is/content/Signify/fp929003467612-pss-global | ADAM-4cbc364760314342b7d6a9dc00a7a1d7 | https://www.assets.signify.com/is/image/PhilipsLighting/e17256e0853044e7b420a9dc00a7a340 |  |  | ADAM-07cfb4d93b334555a2a7afab00ab9624 | https://www.assets.signify.com/is/content/Signify/3fab7bdc49ea4261ad5dafab00ab9621 |  |  |  |  | ADAM-da83794c10d84bf985d3af48008970d2 | https://www.docs.signify.com/assets/ies/ledtforce_mas_sont_eu_65w_t70_e40_727-ies.ies | [8 empty] | ADAM-223df98818354212aa18af04008a6a23 | https://www.assets.signify.com/is/content/Signify/e978b7648a6f43139483af04008a6aea | ADAM-a31788dde51d4da3a0dcafa80106ad81 | https://www.assets.signify.com/is/content/Signify/fp929003467612-gis-global |  |  |  |  | ADAM-12e2929bd9434f04b1b4b01500d914a5 | https://www.assets.signify.com/is/content/Signify/fe054dd74c2047dcad34b01500d914a3 | ADAM-b6897b99fe58439fb80ca9d900eddc60;ADAM-3588369a6ad64c3fb282b02900d8027a | https://www.assets.signify.com/is/content/PhilipsLighting/548a77fcc20542e4ba83a9d900eded72;https://www.assets.signify.com/is/content/Signify/4e1380eb83c64465bc0eb02900d80277 |  |  |  |  | D | 10800 lumen |  | 727 ¦ CCT of 2700K | 70 | 2700 K | 65 W | 166 lm/W | 50 Hz |  | 10800 lumen | 70000 hour(s) | 65 W |  |  | 50000 |  | 0.5 s | 150 W | https://www.lighting.philips.com/link/929003467612_EU/prd/aa/en
FP-929003467712 | MAS LED SON-T IF 12Klm 65W 740 E40 | 929003467712 | 2021-11-23 00:00:00 |  |  |  |  | T70 ¦ T 70mm | E40 ¦ E40 | 4000 K | Cool White (CW) | 1760 mA | <lt/>6 | 71 mm | No | 65 kWh | 70 % |  |  | 262 mm | 0.5 s |  |  | -40 °C to 55 °C | [73 empty] | ADAM-be449e3a377d48178a79a9dc00a7ccc1 | https://www.assets.signify.com/is/image/Signify/71db2e03f3c64c2c8a4fa9dc00a7ce01 | ADAM-e0a5066eace1422b8d24af5f003873a8 | https://www.assets.signify.com/is/content/Signify/fp929003467712-pss-global | ADAM-4cbc364760314342b7d6a9dc00a7a1d7 | https://www.assets.signify.com/is/image/PhilipsLighting/e17256e0853044e7b420a9dc00a7a340 |  |  | ADAM-07cfb4d93b334555a2a7afab00ab9624 | https://www.assets.signify.com/is/content/Signify/3fab7bdc49ea4261ad5dafab00ab9621 |  |  |  |  | ADAM-5f9fd771862741ac878eaf4800897fdf | https://www.docs.signify.com/assets/ies/ledtforce_mas_sont_eu_65w_t70_e40_740-ies.ies | [8 empty] | ADAM-2072afe6932f41778a7aaf040084bd94 | https://www.assets.signify.com/is/content/Signify/ac257df40a344a009704af040084be62 | ADAM-fba60e57ad6a46a5b1adaf5f00251520 | https://www.assets.signify.com/is/content/Signify/fp929003467712-gis-global |  |  |  |  | ADAM-12e2929bd9434f04b1b4b01500d914a5 | https://www.assets.signify.com/is/content/Signify/fe054dd74c2047dcad34b01500d914a3 | ADAM-b6897b99fe58439fb80ca9d900eddc60;ADAM-3588369a6ad64c3fb282b02900d8027a | https://www.assets.signify.com/is/content/PhilipsLighting/548a77fcc20542e4ba83a9d900eded72;https://www.assets.signify.com/is/content/Signify/4e1380eb83c64465bc0eb02900d80277 |  |  |  |  | C | 12000 lumen |  | 740 ¦ CCT of 4000K | 70 | 4000 K | 65 W | 184 lm/W | 50 Hz |  | 12000 lumen | 70000 hour(s) | 65 W |  |  | 50000 |  | 0.5 s | 150 W | https://www.lighting.philips.com/link/929003467712_EU/prd/aa/en
FP-929003478602 | MAS LEDExpertColor 20-100W 927 AR111 24D | 929003478602 | 2021-08-30 00:00:00 |  |  |  | 24 degree(s) | AR111 | G53 ¦ G53 | 2700 K | Warm White (WW) | 2000 mA | <lt/>4 | 111 mm | Only with specific dimmers | 20 kWh | 70 % | 1270 lumen | 4000 cd | 62 mm | 0.5 s | Yes |  | -20 °C to 45 °C | [73 empty] | ADAM-20170515100216911 | https://www.assets.signify.com/is/image/Signify/2bc7fd6349d4498cb469a7740083fa74 | ADAM-33314bcd1ed4458a9dc9aeec00f63622 | https://www.assets.signify.com/is/content/Signify/fp929003478602-pss-global | ADAM-20170606045916372 | https://www.assets.signify.com/is/image/PhilipsLighting/219f21bf4c674bfc8566a78a0030ba00 | [8 empty] | ADAM-ceca87bdc0b34cb3845eaea6009d4b5c | https://www.docs.signify.com/assets/ies/ledspots_eu2_20w_ar111_g53_927_24d-ies.ies | [8 empty] | ADAM-4b4a8484a3ef4ef9a845ae8500e9c60a | https://www.assets.signify.com/is/content/Signify/f571ca0c6bcf4e3ba159ae8500e9d67d | ADAM-edbc160caf384f2d9149af0000a717ef | https://www.assets.signify.com/is/content/Signify/fp929003478602-gis-global | [12 empty] | G | 1270 lumen |  | 927 ¦ CCT of 2700K | 95 | 2700 K | 20 W | 63 lm/W | 50 to 60 Hz |  | 1270 lumen | 40000 hour(s) | 20 W | 0.7 |  | 50000 |  | 0.5 s | 100 W | https://www.lighting.philips.com/link/929003478602_EU/prd/aa/en
FP-929003478702 | MAS LEDExpertColor 20-100W 930 AR111 24D | 929003478702 | 2021-08-30 00:00:00 |  |  |  | 24 degree(s) | AR111 | G53 ¦ G53 | 3000 K | White (WH) | 2000 mA | <lt/>4 | 111 mm | Only with specific dimmers | 20 kWh | 70 % | 1270 lumen | 4200 cd | 62 mm | 0.5 s | Yes |  | -20 °C to 45 °C | [73 empty] | ADAM-20170515100216911 | https://www.assets.signify.com/is/image/Signify/2bc7fd6349d4498cb469a7740083fa74 | ADAM-6deb7fa1c3434101a136aeec012a855f | https://www.assets.signify.com/is/content/Signify/fp929003478702-pss-global | ADAM-20170606045916372 | https://www.assets.signify.com/is/image/PhilipsLighting/219f21bf4c674bfc8566a78a0030ba00 | [8 empty] | ADAM-b560c5c528234256ac6faea6009d94b7 | https://www.docs.signify.com/assets/ies/ledspots_eu2_20w_ar111_g53_930_24d-ies.ies | [8 empty] | ADAM-3063f2855b5b45299302ae8500ef098e | https://www.assets.signify.com/is/content/Signify/beb532ee37e244baa81aae8500ef110f | ADAM-bae55711e8cc429aa3c7af0000a94486 | https://www.assets.signify.com/is/content/Signify/fp929003478702-gis-global | [12 empty] | G | 1270 lumen |  | 930 ¦ CCT of 3000K | 95 | 3000 K | 20 W | 63 lm/W | 50 to 60 Hz |  | 1270 lumen | 40000 hour(s) | 20 W | 0.7 |  | 50000 |  | 0.5 s | 100 W | https://www.lighting.philips.com/link/929003478702_EU/prd/aa/en
FP-929003478802 | MAS LEDExpertColor 20-100W 940 AR111 24D | 929003478802 | 2021-08-30 00:00:00 |  |  |  | 24 degree(s) | AR111 | G53 ¦ G53 | 4000 K | Cool White (CW) | 2000 mA | <lt/>4 | 111 mm | Only with specific dimmers | 20 kWh | 70 % | 1270 lumen | 4400 cd | 62 mm | 0.5 s | Yes |  | -20 °C to 45 °C | [73 empty] | ADAM-20170515100216911 | https://www.assets.signify.com/is/image/Signify/2bc7fd6349d4498cb469a7740083fa74 | ADAM-c4639136b0144e3abf5baeec011c79ff | https://www.assets.signify.com/is/content/Signify/fp929003478802-pss-global | ADAM-20170606045916372 | https://www.assets.signify.com/is/image/PhilipsLighting/219f21bf4c674bfc8566a78a0030ba00 | [8 empty] | ADAM-bbdf569c2a7e4bf1be78aea6009de7de | https://www.docs.signify.com/assets/ies/ledspots_eu2_20w_ar111_g53_940_24d-ies.ies | [8 empty] | ADAM-cf8e8f9bd9bd4b538768ae8500f0f246 | https://www.assets.signify.com/is/content/Signify/8e992e50da0f43d4b9d5ae8500f0fcb9 | ADAM-4b6a241769f64775a6c1af0000a8763c | https://www.assets.signify.com/is/content/Signify/fp929003478802-gis-global | [12 empty] | G | 1270 lumen |  | 940 ¦ CCT of 4000K | 95 | 4000 K | 20 W | 63 lm/W | 50 to 60 Hz |  | 1270 lumen | 40000 hour(s) | 20 W | 0.7 |  | 50000 |  | 0.5 s | 100 W | https://www.lighting.philips.com/link/929003478802_EU/prd/aa/en
FP-929003478902 | MAS LEDExpertColor 20-100W 927 AR111 45D | 929003478902 | 2021-08-30 00:00:00 |  |  |  | 45 degree(s) | AR111 | G53 ¦ G53 | 2700 K | Warm White (WW) | 2000 mA | <lt/>4 | 111 mm | Only with specific dimmers | 20 kWh | 70 % | 1270 lumen | 2100 cd | 62 mm | 0.5 s | Yes |  | -20 °C to 45 °C | [73 empty] | ADAM-20170515100216911 | https://www.assets.signify.com/is/image/Signify/2bc7fd6349d4498cb469a7740083fa74 | ADAM-db89577fa34a408e9475aeec01685879 | https://www.assets.signify.com/is/content/Signify/fp929003478902-pss-global | ADAM-20170606045916372 | https://www.assets.signify.com/is/image/PhilipsLighting/219f21bf4c674bfc8566a78a0030ba00 | [8 empty] | ADAM-bb552931395d450c8931aea6009e3de5 | https://www.docs.signify.com/assets/ies/ledspots_eu2_20w_ar111_g53_927_45d-ies.ies | [8 empty] | ADAM-b8f1098f8a254571a9a0ae8500e780a1 | https://www.assets.signify.com/is/content/Signify/b49ef8ff620745849121ae8500e78d34 | ADAM-d3cb5d43040e480f91e8af0000a861a7 | https://www.assets.signify.com/is/content/Signify/fp929003478902-gis-global | [12 empty] | G | 1270 lumen |  | 927 ¦ CCT of 2700K | 95 | 2700 K | 20 W | 63 lm/W | 50 to 60 Hz |  | 1270 lumen | 40000 hour(s) | 20 W | 0.7 |  | 50000 |  | 0.5 s | 100 W | https://www.lighting.philips.com/link/929003478902_EU/prd/aa/en
FP-929003479002 | MAS LEDExpertColor 20-100W 930 AR111 45D | 929003479002 | 2021-08-30 00:00:00 |  |  |  | 45 degree(s) | AR111 | G53 ¦ G53 | 3000 K | White (WH) | 2000 mA | <lt/>4 | 111 mm | Only with specific dimmers | 20 kWh | 70 % | 1270 lumen | 2200 cd | 62 mm | 0.5 s | Yes |  | -20 °C to 45 °C | [73 empty] | ADAM-20170515100216911 | https://www.assets.signify.com/is/image/Signify/2bc7fd6349d4498cb469a7740083fa74 | ADAM-7b3cc01b66b947ac8657aeec016491ec | https://www.assets.signify.com/is/content/Signify/fp929003479002-pss-global | ADAM-20170606045916372 | https://www.assets.signify.com/is/image/PhilipsLighting/219f21bf4c674bfc8566a78a0030ba00 | [8 empty] | ADAM-8450046943ed473f94b9aea6009e82a8 | https://www.docs.signify.com/assets/ies/ledspots_eu2_20w_ar111_g53_930_45d-ies.ies | [8 empty] | ADAM-88f68debf1054d5ca9c3ae8500ecf07e | https://www.assets.signify.com/is/content/Signify/64da96f25b8041ffb881ae8500ecfa67 | ADAM-7fa13bc4ce924e3eb280af0000a82925 | https://www.assets.signify.com/is/content/Signify/fp929003479002-gis-global | [12 empty] | G | 1270 lumen |  | 930 ¦ CCT of 3000K | 95 | 3000 K | 20 W | 63 lm/W | 50 to 60 Hz |  | 1270 lumen | 40000 hour(s) | 20 W | 0.7 |  | 50000 |  | 0.5 s | 100 W | https://www.lighting.philips.com/link/929003479002_EU/prd/aa/en
FP-929003479102 | MAS LEDExpertColor 20-100W 940 AR111 45D | 929003479102 | 2021-08-30 00:00:00 |  |  |  | 45 degree(s) | AR111 | G53 ¦ G53 | 4000 K | Cool White (CW) | 2000 mA | <lt/>4 | 111 mm | Only with specific dimmers | 20 kWh | 70 % | 1270 lumen | 2300 cd | 62 mm | 0.5 s | Yes |  | -20 °C to 45 °C | [73 empty] | ADAM-20170515100216911 | https://www.assets.signify.com/is/image/Signify/2bc7fd6349d4498cb469a7740083fa74 | ADAM-7c868af44fe741ebb48eaeec01262e04 | https://www.assets.signify.com/is/content/Signify/fp929003479102-pss-global | ADAM-20170606045916372 | https://www.assets.signify.com/is/image/PhilipsLighting/219f21bf4c674bfc8566a78a0030ba00 | [8 empty] | ADAM-90e090997bdb4b208848aea6009ed2e2 | https://www.docs.signify.com/assets/ies/ledspots_eu2_20w_ar111_g53_940_45d-ies.ies | [8 empty] | ADAM-b0a0633fb0b5472dad24ae8500e5021f | https://www.assets.signify.com/is/content/Signify/1f7d2db2210b4e4cb5ceae8500e51ac6 | ADAM-14a2fdeb5e8c41e3bd53af0000a80406 | https://www.assets.signify.com/is/content/Signify/fp929003479102-gis-global | [12 empty] | G | 1270 lumen |  | 940 ¦ CCT of 4000K | 95 | 4000 K | 20 W | 63 lm/W | 50 to 60 Hz |  | 1270 lumen | 40000 hour(s) | 20 W | 0.7 |  | 50000 |  | 0.5 s | 100 W | https://www.lighting.philips.com/link/929003479102_EU/prd/aa/en
FP-929003480002 | MAS LEDBulbND4-60W E27 830 A60 FR G UE | 929003480002 | 2021-09-24 00:00:00 |  |  |  |  | A60 ¦ A 60mm | E27 ¦ E27 | 3000 K | White (WH) | 45 mA | <lt/>6 | 60 mm | No | 4 kWh | 70 % |  |  | 105 mm | 0.5 s | [12 empty] | Yes | [63 empty] | ADAM-411c55e86d35460eb8deae4500a1e76c | https://www.assets.signify.com/is/image/Signify/aad3fdff71c248eab4f4ae4500a1ecff | ADAM-2bebde0f0476441ca8a0ae850129b30a | https://www.assets.signify.com/is/content/Signify/fp929003480002-pss-global | ADAM-0c5aca8eb8da46a8b043abf300f2e70e | https://www.assets.signify.com/is/image/PhilipsLighting/0f777a642a0f483c9324abf300f2e91d | [8 empty] | ADAM-37d80c6440c34cf284d3ae4500bcda78 | https://www.docs.signify.com/assets/ies/ledbulb_mas_eu1_4w_a60_e27_830_fr-ies.ies | [8 empty] | ADAM-ff64df3a81a9484f982eaf2c008daf99 | https://www.assets.signify.com/is/content/Signify/024fd63b30394f1ab9ebaf2c008db356 | ADAM-377787f4f160490aa0b0ae9b004d15f7 | https://www.assets.signify.com/is/content/Signify/fp929003480002-gis-global | [12 empty] | A | 840 lumen |  | 830 ¦ CCT of 3000K | 80 | 3000 K | 4 W | 210 lm/W | 50 to 60 Hz |  | 840 lumen | 50000 hour(s) | 4 W | 0.4 |  | 50000 |  | 0.5 s | 60 W | https://www.lighting.philips.com/link/929003480002_EU/prd/aa/en
FP-929003480102 | MAS LEDBulbND4-60W E27 840 A60 FR G UE | 929003480102 | 2021-09-24 00:00:00 |  |  |  |  | A60 ¦ A 60mm | E27 ¦ E27 | 4000 K | Cool White (CW) | 45 mA | <lt/>6 | 60 mm | No | 4 kWh | 70 % |  |  | 105 mm | 0.5 s | [12 empty] | Yes | [63 empty] | ADAM-411c55e86d35460eb8deae4500a1e76c | https://www.assets.signify.com/is/image/Signify/aad3fdff71c248eab4f4ae4500a1ecff | ADAM-3fff7fe5f4b6485b942aae85010eb54e | https://www.assets.signify.com/is/content/Signify/fp929003480102-pss-global | ADAM-0c5aca8eb8da46a8b043abf300f2e70e | https://www.assets.signify.com/is/image/PhilipsLighting/0f777a642a0f483c9324abf300f2e91d | [8 empty] | ADAM-7631e2edc69d40de9184ae4500bce79c | https://www.docs.signify.com/assets/ies/ledbulb_mas_eu1_4w_a60_e27_840_fr-ies.ies | [8 empty] | ADAM-b6cb11e1a35442d4b8bdaf2c008fdabc | https://www.assets.signify.com/is/content/Signify/3ed6dd9cbe3440779b10af2c008fe0c5 | ADAM-bdf8e2fe97e944afba35ae9b004daf05 | https://www.assets.signify.com/is/content/Signify/fp929003480102-gis-global | [12 empty] | A | 840 lumen |  | 840 ¦ CCT of 4000K | 80 | 4000 K | 4 W | 210 lm/W | 50 to 60 Hz |  | 840 lumen | 50000 hour(s) | 4 W | 0.4 |  | 50000 |  | 0.5 s | 60 W | https://www.lighting.philips.com/link/929003480102_EU/prd/aa/en
FP-929003480202 | MAS LEDBulbND7.3-100WE27830 A70 FRG UE | 929003480202 | 2021-09-24 00:00:00 |  |  |  |  | A70 ¦ A 70mm | E27 ¦ E27 | 3000 K | White (WH) | 70 mA | <lt/>6 | 70 mm | No | 8 kWh | 70 % |  |  | 127 mm | 0.5 s | [12 empty] | Yes | [63 empty] | ADAM-42fd745b4c594026ae6fae4500a21f18 | https://www.assets.signify.com/is/image/Signify/bda55f39958f4186a3feae4500a22411 | ADAM-3050ec33028c49b88269ae85011dbcbf | https://www.assets.signify.com/is/content/Signify/fp929003480202-pss-global | ADAM-a7add406455c478f9f63ae4500bcbd23 | https://www.assets.signify.com/is/image/Signify/9546d8339dc348cdb8bfae4500bcc314 | [8 empty] | ADAM-695bb400935945a4b001ae4500bcf32e | https://www.docs.signify.com/assets/ies/ledbulb_mas_eu1_7%2c3w_a70_e27_830_fr-ies.ies | [8 empty] | ADAM-26aafed243654ee7bd03af2c008f2d88 | https://www.assets.signify.com/is/content/Signify/f0c1d7c883ac49838b31af2c008f2f2b | ADAM-3e04b4cb6cfa4c27903fae9b004d6d9f | https://www.assets.signify.com/is/content/Signify/fp929003480202-gis-global | [12 empty] | A | 1535 lumen |  | 830 ¦ CCT of 3000K | 80 | 3000 K | 7.3 W | 210 lm/W | 50 to 60 Hz |  | 1535 lumen | 50000 hour(s) | 7.3 W | 0.4 |  | 50000 |  | 0.5 s | 100 W | https://www.lighting.philips.com/link/929003480202_EU/prd/aa/en
FP-929003480302 | MAS LEDBulbND7.3-100WE27840 A70 FRG UE | 929003480302 | 2021-09-24 00:00:00 |  |  |  |  | A70 ¦ A 70mm | E27 ¦ E27 | 4000 K | Cool White (CW) | 70 mA | <lt/>6 | 70 mm | No | 8 kWh | 70 % |  |  | 127 mm | 0.5 s | [12 empty] | Yes | [63 empty] | ADAM-42fd745b4c594026ae6fae4500a21f18 | https://www.assets.signify.com/is/image/Signify/bda55f39958f4186a3feae4500a22411 | ADAM-15baf7a826aa4875949aae850111fc2a | https://www.assets.signify.com/is/content/Signify/fp929003480302-pss-global | ADAM-a7add406455c478f9f63ae4500bcbd23 | https://www.assets.signify.com/is/image/Signify/9546d8339dc348cdb8bfae4500bcc314 | [8 empty] | ADAM-794b64e86b4440989392ae4500bcfe0f | https://www.docs.signify.com/assets/ies/ledbulb_mas_eu1_7%2c3w_a70_e27_840_fr-ies.ies | [8 empty] | ADAM-1e251406de5f4603982caf2c008ea1ef | https://www.assets.signify.com/is/content/Signify/f9d56748f9584c0bb201af2c008ea4e7 | ADAM-20f0b9bb2187458a9284ae9b004dd886 | https://www.assets.signify.com/is/content/Signify/fp929003480302-gis-global | [12 empty] | A | 1535 lumen |  | 840 ¦ CCT of 4000K | 80 | 4000 K | 7.3 W | 210 lm/W | 50 to 60 Hz |  | 1535 lumen | 50000 hour(s) | 7.3 W | 0.4 |  | 50000 |  | 0.5 s | 100 W | https://www.lighting.philips.com/link/929003480302_EU/prd/aa/en
FP-929003480402 | MAS LEDBulbND5.2-75W E27 830A70 CLG UE | 929003480402 | 2021-09-24 00:00:00 |  |  |  |  | A70 ¦ A 70mm | E27 ¦ E27 | 3000 K | White (WH) | 60 mA | <lt/>6 | 70 mm | No | 6 kWh | 70 % |  |  | 127 mm | 0.5 s | [12 empty] | Yes | [63 empty] | ADAM-009ee3f10ea1414caa57ae4500a256ff | https://www.assets.signify.com/is/image/Signify/1461772507f14e0fbc35ae4500a25c15 | ADAM-b7fbada81fb248178ff9ae8501222134 | https://www.assets.signify.com/is/content/Signify/fp929003480402-pss-global | ADAM-a7add406455c478f9f63ae4500bcbd23 | https://www.assets.signify.com/is/image/Signify/9546d8339dc348cdb8bfae4500bcc314 | [8 empty] | ADAM-6c8df0904c1743698a2dae4500bd1298 | https://www.docs.signify.com/assets/ies/ledbulb_mas_eu1_5%2c2w_a70_e27_830_cl-ies.ies | [8 empty] | ADAM-f57728118a98470db61aaf2c008aff0e | https://www.assets.signify.com/is/content/Signify/90731ce83de74280834eaf2c008b0452 | ADAM-e0053a8b869241da8615ae9b004cf9c1 | https://www.assets.signify.com/is/content/Signify/fp929003480402-gis-global | [12 empty] | A | 1095 lumen |  | 830 ¦ CCT of 3000K | 80 | 3000 K | 5.2 W | 210 lm/W | 50 to 60 Hz |  | 1095 lumen | 50000 hour(s) | 5.2 W | 0.4 |  | 50000 |  | 0.5 s | 75 W | https://www.lighting.philips.com/link/929003480402_EU/prd/aa/en
FP-929003480502 | MAS LEDBulbND5.2-75W E27 840A70 CLG UE | 929003480502 | 2021-09-24 00:00:00 |  |  |  |  | A70 ¦ A 70mm | E27 ¦ E27 | 4000 K | Cool White (CW) | 60 mA | <lt/>6 | 70 mm | No | 6 kWh | 70 % |  |  | 127 mm | 0.5 s | [12 empty] | Yes | [63 empty] | ADAM-009ee3f10ea1414caa57ae4500a256ff | https://www.assets.signify.com/is/image/Signify/1461772507f14e0fbc35ae4500a25c15 | ADAM-2095f70f0cf7482b915dae85011827ba | https://www.assets.signify.com/is/content/Signify/fp929003480502-pss-global | ADAM-a7add406455c478f9f63ae4500bcbd23 | https://www.assets.signify.com/is/image/Signify/9546d8339dc348cdb8bfae4500bcc314 | [8 empty] | ADAM-ca2048761e714da683daae4500bd2a00 | https://www.docs.signify.com/assets/ies/ledbulb_mas_eu1_5%2c2w_a70_e27_840_cl-ies.ies | [8 empty] | ADAM-0e44d2950fb44cfbaaaaaf2c0090cca0 | https://www.assets.signify.com/is/content/Signify/9454249228564113acbcaf2c0090cf65 | ADAM-96e8d1ddac164f978e1cae9b004cd35d | https://www.assets.signify.com/is/content/Signify/fp929003480502-gis-global | [12 empty] | A | 1095 lumen |  | 840 ¦ CCT of 4000K | 80 | 4000 K | 5.2 W | 210 lm/W | 50 to 60 Hz |  | 1095 lumen | 50000 hour(s) | 5.2 W | 0.4 |  | 50000 |  | 0.5 s | 75 W | https://www.lighting.philips.com/link/929003480502_EU/prd/aa/en
FP-929003480602 | MAS LEDBulbND7.3-100WE27830 A70 CLG UE | 929003480602 | 2021-09-24 00:00:00 |  |  |  |  | A70 ¦ A 70mm | E27 ¦ E27 | 3000 K | White (WH) | 70 mA | <lt/>6 | 70 mm | No | 8 kWh | 70 % |  |  | 127 mm | 0.5 s | [12 empty] | Yes | [63 empty] | ADAM-5c02401a0194410ebfa4ae4500a28739 | https://www.assets.signify.com/is/image/Signify/b3e7a3faddc943de9b6dae4500a28f06 | ADAM-4c688df9e1ae47e898baae850111e59e | https://www.assets.signify.com/is/content/Signify/fp929003480602-pss-global | ADAM-a7add406455c478f9f63ae4500bcbd23 | https://www.assets.signify.com/is/image/Signify/9546d8339dc348cdb8bfae4500bcc314 | [8 empty] | ADAM-7a87a7aeb1044372ac42ae4500bd35ea | https://www.docs.signify.com/assets/ies/ledbulb_mas_eu1_7%2c3w_a70_e27_830_cl-ies.ies | [8 empty] | ADAM-ae22a7cc56ca4e1883fdaf2c00878075 | https://www.assets.signify.com/is/content/Signify/2b780f5133794cbd8effaf2c008786ad | ADAM-98ff867c27a04ad987deae9b004d28be | https://www.assets.signify.com/is/content/Signify/fp929003480602-gis-global | [12 empty] | A | 1535 lumen |  | 830 ¦ CCT of 3000K | 80 | 3000 K | 7.3 W | 210 lm/W | 50 to 60 Hz |  | 1535 lumen | 50000 hour(s) | 7.3 W | 0.4 |  | 50000 |  | 0.5 s | 100 W | https://www.lighting.philips.com/link/929003480602_EU/prd/aa/en
FP-929003480702 | MAS LEDBulbND7.3-100WE27840 A70 CLG UE | 929003480702 | 2021-09-24 00:00:00 |  |  |  |  | A70 ¦ A 70mm | E27 ¦ E27 | 4000 K | Cool White (CW) | 70 mA | <lt/>6 | 70 mm | No | 8 kWh | 70 % |  |  | 127 mm | 0.5 s | [12 empty] | Yes | [63 empty] | ADAM-5c02401a0194410ebfa4ae4500a28739 | https://www.assets.signify.com/is/image/Signify/b3e7a3faddc943de9b6dae4500a28f06 | ADAM-d9ff37215f26480cbc80ae85011aeedb | https://www.assets.signify.com/is/content/Signify/fp929003480702-pss-global | ADAM-a7add406455c478f9f63ae4500bcbd23 | https://www.assets.signify.com/is/image/Signify/9546d8339dc348cdb8bfae4500bcc314 | [8 empty] | ADAM-86b12a8f93dd4d60870eae4500bd407d | https://www.docs.signify.com/assets/ies/ledbulb_mas_eu1_7%2c3w_a70_e27_840_cl-ies.ies | [8 empty] | ADAM-ec15cfd77bb64fe9b154af2c008c4f3b | https://www.assets.signify.com/is/content/Signify/7e0e1d7aca944f638c62af2c008c52d8 | ADAM-a0504ff8d59b4bf09f59ae9b004cc11e | https://www.assets.signify.com/is/content/Signify/fp929003480702-gis-global | [12 empty] | A | 1535 lumen |  | 840 ¦ CCT of 4000K | 80 | 4000 K | 7.3 W | 210 lm/W | 50 to 60 Hz |  | 1535 lumen | 50000 hour(s) | 7.3 W | 0.4 |  | 50000 |  | 0.5 s | 100 W | https://www.lighting.philips.com/link/929003480702_EU/prd/aa/en
FP-929003480802 | MAS LEDCandleND2.3-40W E14 830B35 CLG UE | 929003480802 | 2021-09-24 00:00:00 |  |  |  |  | B35 ¦ B 35mm | E14 ¦ E14 | 3000 K | White (WH) | 30 mA | <lt/>6 | 35 mm | No | 3 kWh | 70 % |  |  | 125 mm | 0.5 s | [12 empty] | Yes | [63 empty] | ADAM-80ecf4895ca44171b316ae4500a2bd0d | https://www.assets.signify.com/is/image/Signify/9a052ebd6b4447c2a29aae4500a2bfdc | ADAM-ed597867a66d4c828718ae850126bb98 | https://www.assets.signify.com/is/content/Signify/fp929003480802-pss-global | ADAM-be86fb9fc263485da615ae4500bccdf3 | https://www.assets.signify.com/is/image/Signify/d0a2c5025b33460ebda5ae4500bcd42f | [8 empty] | ADAM-141c2b90bb054054b597ae4500bd4b6f | https://www.docs.signify.com/assets/ies/ledbulb_mas_eu1_2%2c3w_b35_e14_830_cl-ies.ies | [8 empty] | ADAM-8cd82d4dd8434f979d8aaf2c00886354 | https://www.assets.signify.com/is/content/Signify/55def52a33e340a18a74af2c00886674 | ADAM-5f30375bf5d5488ab5f3ae9b004d44b9 | https://www.assets.signify.com/is/content/Signify/fp929003480802-gis-global | [12 empty] | A | 485 lumen |  | 830 ¦ CCT of 3000K | 80 | 3000 K | 2.3 W | 210 lm/W | 50 to 60 Hz |  | 485 lumen | 50000 hour(s) | 2.3 W | 0.35 |  | 50000 |  | 0.5 s | 40 W | https://www.lighting.philips.com/link/929003480802_EU/prd/aa/en
FP-929003480902 | MAS LEDCandleND2.3-40W E14 840B35 CLG UE | 929003480902 | 2021-09-24 00:00:00 |  |  |  |  | B35 ¦ B 35mm | E14 ¦ E14 | 4000 K | Cool White (CW) | 30 mA | <lt/>6 | 35 mm | No | 3 kWh | 70 % |  |  | 125 mm | 0.5 s | [12 empty] | Yes | [63 empty] | ADAM-80ecf4895ca44171b316ae4500a2bd0d | https://www.assets.signify.com/is/image/Signify/9a052ebd6b4447c2a29aae4500a2bfdc | ADAM-4f8d0e4cc2014cdb8b50ae8501207d39 | https://www.assets.signify.com/is/content/Signify/fp929003480902-pss-global | ADAM-be86fb9fc263485da615ae4500bccdf3 | https://www.assets.signify.com/is/image/Signify/d0a2c5025b33460ebda5ae4500bcd42f | [8 empty] | ADAM-1d9ffd292a764434a23bae4500bd57c2 | https://www.docs.signify.com/assets/ies/ledbulb_mas_eu1_2%2c3w_b35_e14_840_cl-ies.ies | [8 empty] | ADAM-1d9e0723dd6045288e27af2c0089bffd | https://www.assets.signify.com/is/content/Signify/b00a0965b3244c50a1ccaf2c0089c296 | ADAM-5f939461d0a04a11a8d2ae9b004cc11e | https://www.assets.signify.com/is/content/Signify/fp929003480902-gis-global | [12 empty] | A | 485 lumen |  | 840 ¦ CCT of 4000K | 80 | 4000 K | 2.3 W | 210 lm/W | 50 to 60 Hz |  | 485 lumen | 50000 hour(s) | 2.3 W | 0.35 |  | 50000 |  | 0.5 s | 40 W | https://www.lighting.philips.com/link/929003480902_EU/prd/aa/en
FP-929003481702 | MASTER LEDtube Starter EMP GenIII | 929003481702 | 2022-05-09 00:00:00 | [6 empty] | - | - ¦ Not Specified |  | - |  | No | - kWh | 70 % | [80 empty] | ADAM-2ee466380a2b45e28ec0af02009f7a7f | https://www.assets.signify.com/is/image/Signify/ae2631ac79344d2b8851af02009f7a7b | ADAM-543380c067484b20bf06af020187369c | https://www.assets.signify.com/is/content/Signify/fp929003481702-pss-global | [22 empty] | ADAM-50e662496abb41debeb3aef500992c8d | https://www.assets.signify.com/is/content/Signify/fp929003481702-gis-global |  |  |  |  | ADAM-2ece555efbbf4aefbb3caf18008818e3 | https://www.assets.signify.com/is/content/Signify/e2eb215900ac42b5a6fbaf180088204b | ADAM-dd5b1cb345fa4da8bcdcaf32007fbb42;ADAM-fb489b9de7894bf9bca0afdc006fe424;ADAM-51b7379269e54f909965afdc006fee1f | https://www.assets.signify.com/is/content/Signify/31ac9375c9ba48fe9dadaf32007fc97e;https://www.assets.signify.com/is/content/Signify/af9b2867d9e9416cb8bfafdc006fe413;https://www.assets.signify.com/is/content/Signify/0bf04182e1cc4a3ca333afdc006fee18 | [7 empty] | - ¦ Not Specified |  | - |  |  | - Hz | [10 empty] | https://www.lighting.philips.com/link/929003481702_EU/prd/aa/en
FP-929003482202 | MAS LEDtube 1200mm UE 11.9W 840 T8 EELA | 929003482202 | 2021-09-08 00:00:00 |  |  |  | 160 degree(s) | Tube, double-ended | G13 ROT (Rotating) ¦ Medium Bi-Pin Fluorescent | 4000 K | Cool White (CW) |  | <lt/>6 | 28 mm | No | 12 kWh | 70 % |  |  | 1213 mm | 1 s |  |  | -20 °C to 45 °C | [9 empty] | Yes | [63 empty] | ADAM-20170315031941024 | https://www.assets.signify.com/is/image/PhilipsLighting/f7484b6f173b494396f1a73500bd6fff | ADAM-91ece62a426540f2b6e7ae7c0006192b | https://www.assets.signify.com/is/content/Signify/fp929003482202-pss-global | ADAM-136623 | https://www.assets.signify.com/is/image/PhilipsLighting/b83d0e9895df4686bea1a4ad0181aef1 |  |  | ADAM-269f582b68ed405d8c7eadc501500b44 | https://www.assets.signify.com/is/content/Signify/123bbd0a42c8464dbff3adc5015011a9 |  |  |  |  | ADAM-c7c2483993fb45c2bab2ae2a007a6b01 | https://www.docs.signify.com/assets/ies/ledtube_mas_eu2_11%2c9w_g13_2500lm_840-ies.ies | [8 empty] | ADAM-acc906f7c06942e4ac86ae4b00a3e372 | https://www.assets.signify.com/is/content/Signify/7c254e3bf29943c0b9bbae4b00a3ea73 | ADAM-16cb13022d0942c88958ae92004034c5 | https://www.assets.signify.com/is/content/Signify/fp929003482202-gis-global | [12 empty] | A | 2500 lumen |  | 840 ¦ CCT of 4000K | 80 | 4000 K | 11.9 W | 210 lm/W | 50 to 60 Hz |  | 2500 lumen | 100000 hour(s) | 11.9 W | 0.9 |  | 200000 |  | 1 s |  | https://www.lighting.philips.com/link/929003482202_EU/prd/aa/en
FP-929003482302 | MAS LEDtube 1500mm UE 17.6W 840 T8 EELA | 929003482302 | 2021-09-08 00:00:00 |  |  |  | 160 degree(s) | Tube, double-ended | G13 ROT (Rotating) ¦ Medium Bi-Pin Fluorescent | 4000 K | Cool White (CW) |  | <lt/>6 | 28 mm | No | 18 kWh | 70 % |  |  | 1514 mm | 1 s |  |  | -20 °C to 45 °C | [9 empty] | Yes | [63 empty] | ADAM-20170315031941024 | https://www.assets.signify.com/is/image/PhilipsLighting/f7484b6f173b494396f1a73500bd6fff | ADAM-944aac76b851435e93c5ae7c000c8016 | https://www.assets.signify.com/is/content/Signify/fp929003482302-pss-global | ADAM-136623 | https://www.assets.signify.com/is/image/PhilipsLighting/b83d0e9895df4686bea1a4ad0181aef1 |  |  | ADAM-269f582b68ed405d8c7eadc501500b44 | https://www.assets.signify.com/is/content/Signify/123bbd0a42c8464dbff3adc5015011a9 |  |  |  |  | ADAM-a6dfbed9f9374d7dbc86ae2a007ab020 | https://www.docs.signify.com/assets/ies/ledtube_mas_eu2_17%2c6w_g13_3700lm_840-ies.ies | [8 empty] | ADAM-9d425d8541744e40a367ae4b00a2266d | https://www.assets.signify.com/is/content/Signify/e9c497c2bf5d465b8dcaae4b00a23fcf | ADAM-d1d8a36023644bbda7e6ae92003fc556 | https://www.assets.signify.com/is/content/Signify/fp929003482302-gis-global | [12 empty] | A | 3700 lumen |  | 840 ¦ CCT of 4000K | 80 | 4000 K | 17.6 W | 210 lm/W | 50 to 60 Hz |  | 3700 lumen | 100000 hour(s) | 17.6 W | 0.9 |  | 200000 |  | 1 s |  | https://www.lighting.philips.com/link/929003482302_EU/prd/aa/en
FP-929003485202 | MAS LEDspot VLE D 13-100W 927 PAR38 25D | 929003485202 | 2021-10-21 00:00:00 |  |  |  | 25 degree(s) | PAR38 ¦ PAR 4.75 inch/121mm | E27 ¦ E27 | 2700 K | Warm White (WW) | 80 mA | <lt/>6 | 122 mm | Only with specific dimmers | 13 kWh | 70 % | 1000 lumen | 4800 cd | 134 mm | 0.5 s | Yes | [75 empty] | ADAM-41098452a2f148948561ae6d0082dee5 | https://www.assets.signify.com/is/image/Signify/fcc992daa82f454ebc7cae6d0082edda | ADAM-76da3203ed084ff6a58aaeec0169041c | https://www.assets.signify.com/is/content/Signify/fp929003485202-pss-global | ADAM-43105cb66b254a1aa3dfae8600b8704b | https://www.assets.signify.com/is/image/Signify/fa168f2b8200442f93b5ae8600b87781 | [8 empty] | ADAM-4e8b9138449b43788ecaae8600b92b47 | https://www.docs.signify.com/assets/ies/ledspots_eu1_13w_par38_e27_927_25d-ies.ies | [8 empty] | ADAM-8a8d448f4cb34a23842eae70011ec584 | https://www.assets.signify.com/is/content/Signify/97263a2604bb478b8a4bae70011ed988 | ADAM-10f06efea71c4d5aaabdaf0f0116c1fa | https://www.assets.signify.com/is/content/Signify/fp929003485202-gis-global | [12 empty] | F | 1000 lumen |  | 927 ¦ CCT of 2700K | 90 | 2700 K | 13 W | 76 lm/W | 50 to 60 Hz |  | 1000 lumen | 25000 hour(s) | 13 W | 0.7 |  | 50000 |  | 0.5 s | 100 W | https://www.lighting.philips.com/link/929003485202_EU/prd/aa/en
FP-929003485302 | CorePro LEDspot ND 9-60W 927 PAR38 25D | 929003485302 | 2021-10-21 00:00:00 |  |  |  | 25 degree(s) | PAR38 ¦ PAR 4.75 inch/121mm | E27 ¦ E27 | 2700 K | Warm White (WW) | 55 mA | <lt/>6 | 122 mm | No | 9 kWh | 70 % | 750 lumen | 3600 cd | 134 mm | 0.5 s | Yes | [75 empty] | ADAM-41098452a2f148948561ae6d0082dee5 | https://www.assets.signify.com/is/image/Signify/fcc992daa82f454ebc7cae6d0082edda | ADAM-351e22b2ef8046e7a26faeec013c71b6 | https://www.assets.signify.com/is/content/Signify/fp929003485302-pss-global | ADAM-43105cb66b254a1aa3dfae8600b8704b | https://www.assets.signify.com/is/image/Signify/fa168f2b8200442f93b5ae8600b87781 | [8 empty] | ADAM-0a76054f4abc446094e6ae8600b940b7 | https://www.docs.signify.com/assets/ies/ledspots_eu1_9w_par38_e27_927_25d-ies.ies | [8 empty] | ADAM-4bbb6704bfd34dc88219ae70011f03b2 | https://www.assets.signify.com/is/content/Signify/925ba4a92f89485c8df0ae70011f0877 | ADAM-670a7525342b4849b425af0f0115ee89 | https://www.assets.signify.com/is/content/Signify/fp929003485302-gis-global | [12 empty] | F | 750 lumen |  | 927 ¦ CCT of 2700K | 90 | 2700 K | 9 W | 83 lm/W | 50 to 60 Hz |  | 750 lumen | 15000 hour(s) | 9 W | 0.7 |  | 25000 |  | 0.5 s | 60 W | https://www.lighting.philips.com/link/929003485302_EU/prd/aa/en
FP-929003485402 | MAS LEDspot VLE D 9.5-75W 927 PAR30S 25D | 929003485402 | 2021-10-21 00:00:00 |  |  |  | 25 degree(s) | PAR30S ¦ PAR 3.75 inch/95mm Short | E27 ¦ E27 | 2700 K | Warm White (WW) | 60 mA | <lt/>6 | 95 mm | Only with specific dimmers | 10 kWh | 70 % | 740 lumen | 3000 cd | 86 mm | 0.5 s | Yes | [75 empty] | ADAM-cfb933c3118b45688cf0ae6d0082bfb8 | https://www.assets.signify.com/is/image/Signify/a6917415573c4f75a546ae6d0082cd01 | ADAM-75e8c6edc70d44a79a86aeec012b3103 | https://www.assets.signify.com/is/content/Signify/fp929003485402-pss-global | ADAM-fdb0de59294a4738b232ae8600b8636c | https://www.assets.signify.com/is/image/Signify/9b643f4bf33346c1b6faae8600b86c22 | [8 empty] | ADAM-f2535e72de6f4d8fbb16ae8600b8ec2f | https://www.docs.signify.com/assets/ies/ledspots_eu1_9%2c5w_par30s_e27_927_25d-ies.ies | [8 empty] | ADAM-8d22613e32404fe9945eae7001207f16 | https://www.assets.signify.com/is/content/Signify/4007ea43768e44c18d46ae7001208216 | ADAM-935f0a6d35224b809b81af0f0118843b | https://www.assets.signify.com/is/content/Signify/fp929003485402-gis-global | [12 empty] | F | 740 lumen |  | 927 ¦ CCT of 2700K | 90 | 2700 K | 9.5 W | 77 lm/W | 50 to 60 Hz |  | 740 lumen | 25000 hour(s) | 9.5 W | 0.7 |  | 50000 |  | 0.5 s | 75 W | https://www.lighting.philips.com/link/929003485402_EU/prd/aa/en
FP-929003485502 | MAS LEDspot VLE D 9.5-75W 930 PAR30S 25D | 929003485502 | 2021-10-21 00:00:00 |  |  |  | 25 degree(s) | PAR30S ¦ PAR 3.75 inch/95mm Short | E27 ¦ E27 | 3000 K | White (WH) | 60 mA | <lt/>6 | 95 mm | Only with specific dimmers | 10 kWh | 70 % | 760 lumen | 3000 cd | 86 mm | 0.5 s | Yes | [75 empty] | ADAM-cfb933c3118b45688cf0ae6d0082bfb8 | https://www.assets.signify.com/is/image/Signify/a6917415573c4f75a546ae6d0082cd01 | ADAM-65603ad9e9064725b964aeec0148def3 | https://www.assets.signify.com/is/content/Signify/fp929003485502-pss-global | ADAM-fdb0de59294a4738b232ae8600b8636c | https://www.assets.signify.com/is/image/Signify/9b643f4bf33346c1b6faae8600b86c22 | [8 empty] | ADAM-b160cc0696f6462f80cfae8600b8fdca | https://www.docs.signify.com/assets/ies/ledspots_eu1_9%2c5w_par30s_e27_930_25d-ies.ies | [8 empty] | ADAM-48957bdfdc6446479309ae70012056fc | https://www.assets.signify.com/is/content/Signify/c594d49af7c64a38a609ae7001205b14 | ADAM-b4167d666a054fd59959af0f0112d6bf | https://www.assets.signify.com/is/content/Signify/fp929003485502-gis-global | [12 empty] | F | 760 lumen |  | 930 ¦ CCT of 3000K | 90 | 3000 K | 9.5 W | 80 lm/W | 50 to 60 Hz |  | 760 lumen | 25000 hour(s) | 9.5 W | 0.7 |  | 50000 |  | 0.5 s | 75 W | https://www.lighting.philips.com/link/929003485502_EU/prd/aa/en
FP-929003485602 | MAS LEDspot VLE D 9.5-75W 940 PAR30S 25D | 929003485602 | 2021-10-21 00:00:00 |  |  |  | 25 degree(s) | PAR30S ¦ PAR 3.75 inch/95mm Short | E27 ¦ E27 | 4000 K | Cool White (CW) | 60 mA | <lt/>6 | 95 mm | Only with specific dimmers | 10 kWh | 70 % | 820 lumen | 3000 cd | 86 mm | 0.5 s | Yes | [75 empty] | ADAM-cfb933c3118b45688cf0ae6d0082bfb8 | https://www.assets.signify.com/is/image/Signify/a6917415573c4f75a546ae6d0082cd01 | ADAM-b1e9f209120b4aeebab1aeec00e6a5e7 | https://www.assets.signify.com/is/content/Signify/fp929003485602-pss-global | ADAM-fdb0de59294a4738b232ae8600b8636c | https://www.assets.signify.com/is/image/Signify/9b643f4bf33346c1b6faae8600b86c22 | [8 empty] | ADAM-da3e30d56f744a44b18dae8600b91607 | https://www.docs.signify.com/assets/ies/ledspots_eu1_9%2c5w_par30s_e27_940_25d-ies.ies | [8 empty] | ADAM-a831da4ebb3c42ea9681ae7001265f9c | https://www.assets.signify.com/is/content/Signify/cf1bd8d36128481d9d92ae700126639f | ADAM-7044715f14cf4dcdb2a9af0f010df701 | https://www.assets.signify.com/is/content/Signify/fp929003485602-gis-global | [12 empty] | F | 820 lumen |  | 940 ¦ CCT of 4000K | 90 | 4000 K | 9.5 W | 86 lm/W | 50 to 60 Hz |  | 820 lumen | 25000 hour(s) | 9.5 W | 0.7 |  | 50000 |  | 0.5 s | 75 W | https://www.lighting.philips.com/link/929003485602_EU/prd/aa/en
FP-929003485702 | MAS LEDspot VLE D 6-50W 927 PAR20 25D | 929003485702 | 2021-10-21 00:00:00 |  |  |  | 25 degree(s) | PAR20 ¦ PAR 2.5 inch/63mm | E27 ¦ E27 | 2700 K | Warm White (WW) | 40 mA | <lt/>6 | 65 mm | Only with specific dimmers | 6 kWh | 70 % | 500 lumen | 1500 cd | 85 mm | 0.5 s | Yes | [75 empty] | ADAM-08b704b70f4d41f38610ae6d0082b186 | https://www.assets.signify.com/is/image/Signify/27d3756b304e4db2bb8bae6d0082b5a9 | ADAM-ac7e5ec1e01543f7aadcaeec01007656 | https://www.assets.signify.com/is/content/Signify/fp929003485702-pss-global | ADAM-a76edfb3ba0b464aa107ae8600b84d21 | https://www.assets.signify.com/is/image/Signify/89b83eeac540438e9f75ae8600b859bc | [8 empty] | ADAM-f6b5166385c143129d07ae8600b881f4 | https://www.docs.signify.com/assets/ies/ledspots_eu1_6w_par20_e27_927_25d-ies.ies | [8 empty] | ADAM-dbad044f3cd84077a0b7ae70012468d5 | https://www.assets.signify.com/is/content/Signify/b914862a760043cda14eae7001246e2b | ADAM-d79d90e3dfbb4de8922caf0000aa421d | https://www.assets.signify.com/is/content/Signify/fp929003485702-gis-global | [12 empty] | F | 500 lumen |  | 927 ¦ CCT of 2700K | 90 | 2700 K | 6 W | 83 lm/W | 50 to 60 Hz |  | 500 lumen | 25000 hour(s) | 6 W | 0.7 |  | 50000 |  | 0.5 s | 50 W | https://www.lighting.philips.com/link/929003485702_EU/prd/aa/en
FP-929003485802 | MAS LEDspot VLE D 6-50W 930 PAR20 25D | 929003485802 | 2021-10-21 00:00:00 |  |  |  | 25 degree(s) | PAR20 ¦ PAR 2.5 inch/63mm | E27 ¦ E27 | 3000 K | White (WH) | 40 mA | <lt/>6 | 65 mm | Only with specific dimmers | 6 kWh | 70 % | 515 lumen | 1600 cd | 85 mm | 0.5 s | Yes | [75 empty] | ADAM-08b704b70f4d41f38610ae6d0082b186 | https://www.assets.signify.com/is/image/Signify/27d3756b304e4db2bb8bae6d0082b5a9 | ADAM-7e27f6f50d9b44259bd5aeec0123e9fd | https://www.assets.signify.com/is/content/Signify/fp929003485802-pss-global | ADAM-a76edfb3ba0b464aa107ae8600b84d21 | https://www.assets.signify.com/is/image/Signify/89b83eeac540438e9f75ae8600b859bc | [8 empty] | ADAM-43e77877b7c34e148b16ae8600b890fe | https://www.docs.signify.com/assets/ies/ledspots_eu1_6w_par20_e27_930_25d-ies.ies | [8 empty] | ADAM-f04f529381b14f84b4d7ae700124257a | https://www.assets.signify.com/is/content/Signify/e2c45721f498414ca381ae7001242bca | ADAM-251d97aa34ac4a3dbc0aaf0000a739e0 | https://www.assets.signify.com/is/content/Signify/fp929003485802-gis-global | [12 empty] | F | 515 lumen |  | 930 ¦ CCT of 3000K | 90 | 3000 K | 6 W | 85 lm/W | 50 to 60 Hz |  | 515 lumen | 25000 hour(s) | 6 W | 0.7 |  | 50000 |  | 0.5 s | 50 W | https://www.lighting.philips.com/link/929003485802_EU/prd/aa/en
FP-929003485902 | MAS LEDspot VLE D 6-50W 940 PAR20 25D | 929003485902 | 2021-10-21 00:00:00 |  |  |  | 25 degree(s) | PAR20 ¦ PAR 2.5 inch/63mm | E27 ¦ E27 | 4000 K | Cool White (CW) | 40 mA | <lt/>6 | 65 mm | Only with specific dimmers | 6 kWh | 70 % | 540 lumen | 1700 cd | 85 mm | 0.5 s | Yes | [75 empty] | ADAM-08b704b70f4d41f38610ae6d0082b186 | https://www.assets.signify.com/is/image/Signify/27d3756b304e4db2bb8bae6d0082b5a9 | ADAM-0ee124f20e9f43b9ad6faeec012a79dd | https://www.assets.signify.com/is/content/Signify/fp929003485902-pss-global | ADAM-a76edfb3ba0b464aa107ae8600b84d21 | https://www.assets.signify.com/is/image/Signify/89b83eeac540438e9f75ae8600b859bc | [8 empty] | ADAM-7b31ac1c88064a04a918ae8600b89abb | https://www.docs.signify.com/assets/ies/ledspots_eu1_6w_par20_e27_940_25d-ies.ies | [8 empty] | ADAM-bb701c38c70c464eb79aae70012256a0 | https://www.assets.signify.com/is/content/Signify/174e2dc521474dfdb686ae7001225e7d | ADAM-d07de7d85e8c4d47924faf0000a8bcba | https://www.assets.signify.com/is/content/Signify/fp929003485902-gis-global | [12 empty] | F | 540 lumen |  | 940 ¦ CCT of 4000K | 90 | 4000 K | 6 W | 90 lm/W | 50 to 60 Hz |  | 540 lumen | 25000 hour(s) | 6 W | 0.7 |  | 50000 |  | 0.5 s | 50 W | https://www.lighting.philips.com/link/929003485902_EU/prd/aa/en
FP-929003486002 | MAS LEDspot VLE D 6-50W 927 PAR20 40D | 929003486002 | 2021-10-21 00:00:00 |  |  |  | 40 degree(s) | PAR20 ¦ PAR 2.5 inch/63mm | E27 ¦ E27 | 2700 K | Warm White (WW) | 40 mA | <lt/>6 | 65 mm | Only with specific dimmers | 6 kWh | 70 % | 500 lumen | 1000 cd | 85 mm | 0.5 s | Yes | [75 empty] | ADAM-08b704b70f4d41f38610ae6d0082b186 | https://www.assets.signify.com/is/image/Signify/27d3756b304e4db2bb8bae6d0082b5a9 | ADAM-5562315356b749288ab8aeec014b7d6e | https://www.assets.signify.com/is/content/Signify/fp929003486002-pss-global | ADAM-a76edfb3ba0b464aa107ae8600b84d21 | https://www.assets.signify.com/is/image/Signify/89b83eeac540438e9f75ae8600b859bc | [8 empty] | ADAM-e34ffba78c064d51ba7bae8600b8b3b1 | https://www.docs.signify.com/assets/ies/ledspots_eu1_6w_par20_e27_927_40d-ies.ies | [8 empty] | ADAM-eb2bb04b72b84c80836aae70012298f4 | https://www.assets.signify.com/is/content/Signify/f3281d818573406895caae700122a369 | ADAM-93e943a64e2e4cc38e81af0000a76e4e | https://www.assets.signify.com/is/content/Signify/fp929003486002-gis-global | [12 empty] | F | 500 lumen |  | 927 ¦ CCT of 2700K | 90 | 2700 K | 6 W | 83 lm/W | 50 to 60 Hz |  | 500 lumen | 25000 hour(s) | 6 W | 0.7 |  | 50000 |  | 0.5 s | 50 W | https://www.lighting.philips.com/link/929003486002_EU/prd/aa/en
FP-929003486102 | MAS LEDspot VLE D 6-50W 930 PAR20 40D | 929003486102 | 2021-10-21 00:00:00 |  |  |  | 40 degree(s) | PAR20 ¦ PAR 2.5 inch/63mm | E27 ¦ E27 | 3000 K | White (WH) | 40 mA | <lt/>6 | 65 mm | Only with specific dimmers | 6 kWh | 70 % | 515 lumen | 1000 cd | 85 mm | 0.5 s | Yes | [75 empty] | ADAM-08b704b70f4d41f38610ae6d0082b186 | https://www.assets.signify.com/is/image/Signify/27d3756b304e4db2bb8bae6d0082b5a9 | ADAM-3b559ea1cac6493ab7b2aeec00fa73a4 | https://www.assets.signify.com/is/content/Signify/fp929003486102-pss-global | ADAM-a76edfb3ba0b464aa107ae8600b84d21 | https://www.assets.signify.com/is/image/Signify/89b83eeac540438e9f75ae8600b859bc | [8 empty] | ADAM-c09b6ea29ca14820a0a5ae8600b8c440 | https://www.docs.signify.com/assets/ies/ledspots_eu1_6w_par20_e27_930_40d-ies.ies | [8 empty] | ADAM-af9f894d30b94decbeb9ae70011cee1e | https://www.assets.signify.com/is/content/Signify/4d94bae63f184abf8e91ae70011cf6a4 | ADAM-aba05a644a1a4123a431af0000a7dbe4 | https://www.assets.signify.com/is/content/Signify/fp929003486102-gis-global | [12 empty] | F | 515 lumen |  | 930 ¦ CCT of 3000K | 90 | 3000 K | 6 W | 85 lm/W | 50 to 60 Hz |  | 515 lumen | 25000 hour(s) | 6 W | 0.7 |  | 50000 |  | 0.5 s | 50 W | https://www.lighting.philips.com/link/929003486102_EU/prd/aa/en
FP-929003486202 | MAS LEDspot VLE D 6-50W 940 PAR20 40D | 929003486202 | 2021-10-21 00:00:00 |  |  |  | 40 degree(s) | PAR20 ¦ PAR 2.5 inch/63mm | E27 ¦ E27 | 4000 K | Cool White (CW) | 40 mA | <lt/>6 | 65 mm | Only with specific dimmers | 6 kWh | 70 % | 540 lumen | 1100 cd | 85 mm | 0.5 s | Yes | [75 empty] | ADAM-08b704b70f4d41f38610ae6d0082b186 | https://www.assets.signify.com/is/image/Signify/27d3756b304e4db2bb8bae6d0082b5a9 | ADAM-af6781bbce99458a87a1aeec01263907 | https://www.assets.signify.com/is/content/Signify/fp929003486202-pss-global | ADAM-a76edfb3ba0b464aa107ae8600b84d21 | https://www.assets.signify.com/is/image/Signify/89b83eeac540438e9f75ae8600b859bc | [8 empty] | ADAM-bbf25bc6664346dc9f9bae8600b8d8df | https://www.docs.signify.com/assets/ies/ledspots_eu1_6w_par20_e27_940_40d-ies.ies | [8 empty] | ADAM-23552296fa724600a3ffae70012845b7 | https://www.assets.signify.com/is/content/Signify/432b7e507a674054a20aae7001284e36 | ADAM-bdc408b9182448a1a5f5af0000a7b643 | https://www.assets.signify.com/is/content/Signify/fp929003486202-gis-global | [12 empty] | F | 540 lumen |  | 940 ¦ CCT of 4000K | 90 | 4000 K | 6 W | 90 lm/W | 50 to 60 Hz |  | 540 lumen | 25000 hour(s) | 6 W | 0.7 |  | 50000 |  | 0.5 s | 50 W | https://www.lighting.philips.com/link/929003486202_EU/prd/aa/en
FP-929003519702 | CorePro LEDtube 1200mm 15.5W 840 T8 | 929003519702 | 2021-11-17 00:00:00 |  |  |  | 240 degree(s) | Tube, double-ended | G13 ¦ Medium Bi-Pin Fluorescent | 4000 K | Cool White (CW) | 84 mA | <lt/>6 | 28 mm | No | 16 kWh | 70 % |  |  | 1214 mm | 0.5 s |  |  | -20 °C to 45 °C | [9 empty] | Yes | [63 empty] | ADAM-8a58b8f7f5c94ddbb3f2a8ea0066fb51 | https://www.assets.signify.com/is/image/PhilipsLighting/9fe3551c78e84303a879a8ea006700fc | ADAM-3583ab1a40b54b9c8963aeb300dd5ec2 | https://www.assets.signify.com/is/content/Signify/fp929003519702-pss-global | ADAM-86628791d2204d19b3b1a94c008df148 | https://www.assets.signify.com/is/image/PhilipsLighting/101a41e0f7dd446bb6cca94c008df58a | [8 empty] | ADAM-57d10d742f774daf84c3aeb00083e2f0 | https://www.docs.signify.com/assets/ies/ledtube_cor_eu2_15%2c5w_g13_1800lm_840-ies.ies | [8 empty] | ADAM-84c93317c34d48ca9eb2af8f009c5c27 | https://www.assets.signify.com/is/content/Signify/60b84640a17b43e0a76daf8f009c5de3 | ADAM-5510ca4793b04353bf9caeb300b6bd58 | https://www.assets.signify.com/is/content/Signify/fp929003519702-gis-global |  |  |  |  | ADAM-2ece555efbbf4aefbb3caf18008818e3;ADAM-a1cdb678d3df489e9862ae240109653e | https://www.assets.signify.com/is/content/Signify/e2eb215900ac42b5a6fbaf180088204b;https://www.assets.signify.com/is/image/Signify/c76c8432eef941bebc2fae240109686e | ADAM-dd5b1cb345fa4da8bcdcaf32007fbb42;ADAM-fb489b9de7894bf9bca0afdc006fe424;ADAM-51b7379269e54f909965afdc006fee1f | https://www.assets.signify.com/is/content/Signify/31ac9375c9ba48fe9dadaf32007fc97e;https://www.assets.signify.com/is/content/Signify/af9b2867d9e9416cb8bfafdc006fe413;https://www.assets.signify.com/is/content/Signify/0bf04182e1cc4a3ca333afdc006fee18 |  |  |  |  | E | 1800 lumen |  | 840 ¦ CCT of 4000K | 80 | 4000 K | 15.5 W | 116 lm/W | 50 to 60 Hz |  | 1800 lumen | 50000 hour(s) | 15.5 W | 0.9 |  | 200000 |  | 0.5 s |  | https://www.lighting.philips.com/link/929003519702_EU/prd/aa/en
FP-929003519802 | CorePro LEDtube 1200mm 15.5W 865 T8 | 929003519802 | 2021-11-17 00:00:00 |  |  |  | 240 degree(s) | Tube, double-ended | G13 ¦ Medium Bi-Pin Fluorescent | 6500 K | Cool Daylight | 84 mA | <lt/>6 | 28 mm | No | 16 kWh | 70 % |  |  | 1214 mm | 0.5 s |  |  | -20 °C to 45 °C | [9 empty] | Yes | [63 empty] | ADAM-8a58b8f7f5c94ddbb3f2a8ea0066fb51 | https://www.assets.signify.com/is/image/PhilipsLighting/9fe3551c78e84303a879a8ea006700fc | ADAM-9214a6796dcb470395e1aeb300d8ead8 | https://www.assets.signify.com/is/content/Signify/fp929003519802-pss-global | ADAM-86628791d2204d19b3b1a94c008df148 | https://www.assets.signify.com/is/image/PhilipsLighting/101a41e0f7dd446bb6cca94c008df58a | [8 empty] | ADAM-69c440d08e7649aab23faeb00083fef7 | https://www.docs.signify.com/assets/ies/ledtube_cor_eu2_15%2c5w_g13_1800lm_865-ies.ies | [8 empty] | ADAM-7f94392bbe28450884edaf8f009c9f3f | https://www.assets.signify.com/is/content/Signify/40844cddf47f4869b91faf8f009ca01e | ADAM-748a9f851d14492d8185aeb300b74a12 | https://www.assets.signify.com/is/content/Signify/fp929003519802-gis-global |  |  |  |  | ADAM-2ece555efbbf4aefbb3caf18008818e3;ADAM-a1cdb678d3df489e9862ae240109653e | https://www.assets.signify.com/is/content/Signify/e2eb215900ac42b5a6fbaf180088204b;https://www.assets.signify.com/is/image/Signify/c76c8432eef941bebc2fae240109686e | ADAM-dd5b1cb345fa4da8bcdcaf32007fbb42;ADAM-fb489b9de7894bf9bca0afdc006fe424;ADAM-51b7379269e54f909965afdc006fee1f | https://www.assets.signify.com/is/content/Signify/31ac9375c9ba48fe9dadaf32007fc97e;https://www.assets.signify.com/is/content/Signify/af9b2867d9e9416cb8bfafdc006fe413;https://www.assets.signify.com/is/content/Signify/0bf04182e1cc4a3ca333afdc006fee18 |  |  |  |  | E | 1800 lumen |  | 865 ¦ CCT of 6500K | 80 | 6500 K | 15.5 W | 116 lm/W | 50 to 60 Hz |  | 1800 lumen | 50000 hour(s) | 15.5 W | 0.9 |  | 200000 |  | 0.5 s |  | https://www.lighting.philips.com/link/929003519802_EU/prd/aa/en
FP-929003526602 | MAS VLE LEDBulbD3.4-40W E27 940 A60CL G | 929003526602 | 2021-11-23 00:00:00 |  |  |  |  | A60 ¦ A 60mm | E27 ¦ E27 | 4000 K | Cool White (CW) | 20 mA | <lt/>6 | 60 mm | Only with specific dimmers | 4 kWh | 70 % |  |  | 104 mm | 0.5 s |  |  | -20 °C to 45 °C | [9 empty] | Yes | [63 empty] | ADAM-4883dcb02e374352a532ad5100e7766c | https://www.assets.signify.com/is/image/Signify/fff252ccdc134442b637ad5100e77758 | ADAM-75b6ddde404640deac46aeec012eeb49 | https://www.assets.signify.com/is/content/Signify/fp929003526602-pss-global | ADAM-0c5aca8eb8da46a8b043abf300f2e70e | https://www.assets.signify.com/is/image/PhilipsLighting/0f777a642a0f483c9324abf300f2e91d | [8 empty] | ADAM-b12c5807594e40eea88caea2009a1006 | https://www.docs.signify.com/assets/ies/ledbulb_mas_eu2_3%2c4w_a60_e27_940_cl-ies.ies | [8 empty] | ADAM-e3868017a4e349b89bceaea800a8087e | https://www.assets.signify.com/is/content/Signify/ac09ef63cda64bddb299aea800a80fe1 | ADAM-aa013507f68c407da94daf0000a868fd | https://www.assets.signify.com/is/content/Signify/fp929003526602-gis-global | [12 empty] | D | 470 lumen |  | 940 ¦ CCT of 4000K | 90 | 4000 K | 3.4 W | 138 lm/W | 50 to 60 Hz |  | 470 lumen | 15000 hour(s) | 3.4 W | 0.7 |  | 20000 |  | 0.5 s | 40 W | https://www.lighting.philips.com/link/929003526602_EU/prd/aa/en
FP-929003526702 | MAS VLE LEDBulbD5.9-60W E27 940 A60CL G | 929003526702 | 2021-11-23 00:00:00 |  |  |  |  | A60 ¦ A 60mm | E27 ¦ E27 | 4000 K | Cool White (CW) | 35 mA | <lt/>6 | 60 mm | Only with specific dimmers | 6 kWh | 70 % |  |  | 104 mm | 0.5 s |  |  | -20 °C to 45 °C | [9 empty] | Yes | [63 empty] | ADAM-41dfd677565345be9deead5100e76c64 | https://www.assets.signify.com/is/image/Signify/464bf763b8cc45d0b2e8ad5100e76e3a | ADAM-24abc11d357a4ba595b4aeec012f24f2 | https://www.assets.signify.com/is/content/Signify/fp929003526702-pss-global | ADAM-0c5aca8eb8da46a8b043abf300f2e70e | https://www.assets.signify.com/is/image/PhilipsLighting/0f777a642a0f483c9324abf300f2e91d | [8 empty] | ADAM-0123e4442cbb4e2494b7aea2009a19c5 | https://www.docs.signify.com/assets/ies/ledbulb_mas_eu2_5%2c9w_a60_e27_940_cl-ies.ies | [8 empty] | ADAM-85324c23fb04471bb650aea800a4ec01 | https://www.assets.signify.com/is/content/Signify/4990cdd6a12a4c6ea3b0aea800a4f7ec | ADAM-0074ce49e31740fb86a3af0000a83d38 | https://www.assets.signify.com/is/content/Signify/fp929003526702-gis-global | [12 empty] | D | 806 lumen |  | 940 ¦ CCT of 4000K | 90 | 4000 K | 5.9 W | 136 lm/W | 50 to 60 Hz |  | 806 lumen | 15000 hour(s) | 5.9 W | 0.7 |  | 20000 |  | 0.5 s | 60 W | https://www.lighting.philips.com/link/929003526702_EU/prd/aa/en
FP-929003526802 | MAS VLE LEDBulbD7.8-75W E27 940 A60CL G | 929003526802 | 2021-11-23 00:00:00 |  |  |  |  | A60 ¦ A 60mm | E27 ¦ E27 | 4000 K | Cool White (CW) | 46 mA | <lt/>6 | 60 mm | Only with specific dimmers | 8 kWh | 70 % |  |  | 104 mm | 0.5 s |  |  | -20 °C to 45 °C | [9 empty] | Yes | [63 empty] | ADAM-1b282e8fb1334d4c9333ad5100e771da | https://www.assets.signify.com/is/image/Signify/0ad0c4da3fdd44059704ad5100e772ca | ADAM-ff9353e7ccf54117a1a5aeeb0089499e | https://www.assets.signify.com/is/content/Signify/fp929003526802-pss-global | ADAM-0c5aca8eb8da46a8b043abf300f2e70e | https://www.assets.signify.com/is/image/PhilipsLighting/0f777a642a0f483c9324abf300f2e91d | [8 empty] | ADAM-e387fb89dc0442909094aea2009a219c | https://www.docs.signify.com/assets/ies/ledbulb_mas_eu2_7%2c8w_a60_e27_940_cl-ies.ies | [8 empty] | ADAM-a610ca3055ab493cb58daea800afc9ec | https://www.assets.signify.com/is/content/Signify/84a98841f675484fb0b6aea800afd297 | ADAM-93166bd57ed541588387af0000a7fdd7 | https://www.assets.signify.com/is/content/Signify/fp929003526802-gis-global | [12 empty] | D | 1055 lumen |  | 940 ¦ CCT of 4000K | 90 | 4000 K | 7.8 W | 135 lm/W | 50 to 60 Hz |  | 1055 lumen | 15000 hour(s) | 7.8 W | 0.7 |  | 20000 |  | 0.5 s | 75 W | https://www.lighting.philips.com/link/929003526802_EU/prd/aa/en
FP-929003526902 | MAS VLE LEDBulbD11.2-100W E27 940A60CLG | 929003526902 | 2021-11-23 00:00:00 |  |  |  |  | A60 ¦ A 60mm | E27 ¦ E27 | 4000 K | Cool White (CW) | 51 mA | <lt/>6 | 60 mm | Only with specific dimmers | 12 kWh | 70 % |  |  | 108 mm | 0.5 s |  |  | -20 °C to 45 °C | [9 empty] | Yes | [63 empty] | ADAM-1e8ff38456964364b245ad5100e774a8 | https://www.assets.signify.com/is/image/Signify/223fda44aa6d45419b6aad5100e775a7 | ADAM-ae256744934c45c08b29aeec0139191d | https://www.assets.signify.com/is/content/Signify/fp929003526902-pss-global | ADAM-0c5aca8eb8da46a8b043abf300f2e70e | https://www.assets.signify.com/is/image/PhilipsLighting/0f777a642a0f483c9324abf300f2e91d | [8 empty] | ADAM-9a0a118648f343a58bd8aea2009a2d49 | https://www.docs.signify.com/assets/ies/ledbulb_mas_eu2_11%2c2w_a60_e27_940_cl-ies.ies | [8 empty] | ADAM-35a3e60e104741baae42aea800a9e982 | https://www.assets.signify.com/is/content/Signify/37e55a8de11d407f942daea800a9efa7 | ADAM-48c0ac1c8cd94069a551af0000a86bbb | https://www.assets.signify.com/is/content/Signify/fp929003526902-gis-global | [12 empty] | D | 1521 lumen |  | 940 ¦ CCT of 4000K | 90 | 4000 K | 11.2 W | 135 lm/W | 50 to 60 Hz |  | 1521 lumen | 15000 hour(s) | 11.2 W | 0.7 |  | 20000 |  | 0.5 s | 100 W | https://www.lighting.philips.com/link/929003526902_EU/prd/aa/en
FP-929003527002 | MAS VLE LEDBulbD3.4-40W E27 940 A60FR G | 929003527002 | 2021-11-23 00:00:00 |  |  |  |  | A60 ¦ A 60mm | E27 ¦ E27 | 4000 K | Cool White (CW) | 20 mA | <lt/>6 | 60 mm | Only with specific dimmers | 4 kWh | 70 % |  |  | 104 mm | 0.5 s |  |  | -20 °C to 45 °C | [9 empty] | Yes | [63 empty] | ADAM-29cbdd658c5646289ff7aabc0073883a | https://www.assets.signify.com/is/image/PhilipsLighting/125731668c384c878a8baabc00738bb0 | ADAM-442f6913f312481198abaeec0153e8b5 | https://www.assets.signify.com/is/content/Signify/fp929003527002-pss-global | ADAM-0c5aca8eb8da46a8b043abf300f2e70e | https://www.assets.signify.com/is/image/PhilipsLighting/0f777a642a0f483c9324abf300f2e91d | [8 empty] | ADAM-c24cc5836e89469c94ebaea2009a342a | https://www.docs.signify.com/assets/ies/ledbulb_mas_eu2_3%2c4w_a60_e27_940_fr-ies.ies | [8 empty] | ADAM-3fa13c3816a4409bb2b7aea800a3e015 | https://www.assets.signify.com/is/content/Signify/94d5cfcc26c64a85b165aea800a3ed44 | ADAM-441e8b1ff5ce41eabf1eaf0000a8b573 | https://www.assets.signify.com/is/content/Signify/fp929003527002-gis-global | [12 empty] | D | 470 lumen |  | 940 ¦ CCT of 4000K | 90 | 4000 K | 3.4 W | 138 lm/W | 50 to 60 Hz |  | 470 lumen | 15000 hour(s) | 3.4 W | 0.7 |  | 20000 |  | 0.5 s | 40 W | https://www.lighting.philips.com/link/929003527002_EU/prd/aa/en
FP-929003527102 | MAS VLE LEDBulbD5.9-60W E27 940 A60FR G | 929003527102 | 2021-11-23 00:00:00 |  |  |  |  | A60 ¦ A 60mm | E27 ¦ E27 | 4000 K | Cool White (CW) | 35 mA | <lt/>6 | 60 mm | Only with specific dimmers | 6 kWh | 70 % |  |  | 104 mm | 0.5 s |  |  | -20 °C to 45 °C | [9 empty] | Yes | [63 empty] | ADAM-29cbdd658c5646289ff7aabc0073883a | https://www.assets.signify.com/is/image/PhilipsLighting/125731668c384c878a8baabc00738bb0 | ADAM-e185532988174f1893e1aeec0165f0a4 | https://www.assets.signify.com/is/content/Signify/fp929003527102-pss-global | ADAM-0c5aca8eb8da46a8b043abf300f2e70e | https://www.assets.signify.com/is/image/PhilipsLighting/0f777a642a0f483c9324abf300f2e91d | [8 empty] | ADAM-ae5d3aff4421403f8b4aaea2009a3cc5 | https://www.docs.signify.com/assets/ies/ledbulb_mas_eu2_5%2c9w_a60_e27_940_fr-ies.ies | [8 empty] | ADAM-3219ec8f04754e33a80baea800ada298 | https://www.assets.signify.com/is/content/Signify/b8a34156ee704910a66aaea800ada7bd | ADAM-3a7fa0fe27ed4181ae23af0000aa14b2 | https://www.assets.signify.com/is/content/Signify/fp929003527102-gis-global | [12 empty] | D | 806 lumen |  | 940 ¦ CCT of 4000K | 90 | 4000 K | 5.9 W | 136 lm/W | 50 to 60 Hz |  | 806 lumen | 15000 hour(s) | 5.9 W | 0.7 |  | 20000 |  | 0.5 s | 60 W | https://www.lighting.philips.com/link/929003527102_EU/prd/aa/en
FP-929003527202 | MAS VLE LEDBulbD7.8-75W E27 940 A60FR G | 929003527202 | 2021-11-23 00:00:00 |  |  |  |  | A60 ¦ A 60mm | E27 ¦ E27 | 4000 K | Cool White (CW) | 46 mA | <lt/>6 | 60 mm | Only with specific dimmers | 8 kWh | 70 % |  |  | 104 mm | 0.5 s |  |  | -20 °C to 45 °C | [9 empty] | Yes | [63 empty] | ADAM-29cbdd658c5646289ff7aabc0073883a | https://www.assets.signify.com/is/image/PhilipsLighting/125731668c384c878a8baabc00738bb0 | ADAM-f3bca2a3a2414e45b0a8aeeb008d651e | https://www.assets.signify.com/is/content/Signify/fp929003527202-pss-global | ADAM-0c5aca8eb8da46a8b043abf300f2e70e | https://www.assets.signify.com/is/image/PhilipsLighting/0f777a642a0f483c9324abf300f2e91d | [8 empty] | ADAM-dac06150722e4a81b674aea2009a44a4 | https://www.docs.signify.com/assets/ies/ledbulb_mas_eu2_7%2c8w_a60_e27_940_fr-ies.ies | [8 empty] | ADAM-fcc492b896884f17a0e6aea800abe62e | https://www.assets.signify.com/is/content/Signify/d35e3753570c43979a5faea800abec39 | ADAM-8b34eff5b3354c90b771af0000a7d787 | https://www.assets.signify.com/is/content/Signify/fp929003527202-gis-global | [12 empty] | D | 1055 lumen |  | 940 ¦ CCT of 4000K | 90 | 4000 K | 7.8 W | 135 lm/W | 50 to 60 Hz |  | 1055 lumen | 15000 hour(s) | 7.8 W | 0.7 |  | 20000 |  | 0.5 s | 75 W | https://www.lighting.philips.com/link/929003527202_EU/prd/aa/en
FP-929003527302 | MAS VLE LEDBulbD11.2-100W E27 940A60FRG | 929003527302 | 2021-11-23 00:00:00 |  |  |  |  | A60 ¦ A 60mm | E27 ¦ E27 | 4000 K | Cool White (CW) | 51 mA | <lt/>6 | 60 mm | Only with specific dimmers | 12 kWh | 70 % |  |  | 108 mm | 0.5 s |  |  | -20 °C to 45 °C | [9 empty] | Yes | [63 empty] | ADAM-29cbdd658c5646289ff7aabc0073883a | https://www.assets.signify.com/is/image/PhilipsLighting/125731668c384c878a8baabc00738bb0 | ADAM-2fe48e23e92f4b269607aeec016e53be | https://www.assets.signify.com/is/content/Signify/fp929003527302-pss-global | ADAM-0c5aca8eb8da46a8b043abf300f2e70e | https://www.assets.signify.com/is/image/PhilipsLighting/0f777a642a0f483c9324abf300f2e91d | [8 empty] | ADAM-9f6fc5d9e23f47049fb7aea2009a49df | https://www.docs.signify.com/assets/ies/ledbulb_mas_eu2_11%2c2w_a60_e27_940_fr-ies.ies | [8 empty] | ADAM-31e5222b0d7b4d7c997faea800a68e1b | https://www.assets.signify.com/is/content/Signify/17a74bcb855e4f438a03aea800a69252 | ADAM-7f3b92c408d545509aa6af0000a6ca27 | https://www.assets.signify.com/is/content/Signify/fp929003527302-gis-global | [12 empty] | D | 1521 lumen |  | 940 ¦ CCT of 4000K | 90 | 4000 K | 11.2 W | 135 lm/W | 50 to 60 Hz |  | 1521 lumen | 15000 hour(s) | 11.2 W | 0.7 |  | 20000 |  | 0.5 s | 100 W | https://www.lighting.philips.com/link/929003527302_EU/prd/aa/en
FP-929003530702 | MAS LED HPL M 2.8Klm 19W 830E27 FR G | 929003530702 | 2021-12-01 00:00:00 |  |  |  | 300 degree(s) | Tube, single-ended | E27 ¦ E27 | 3000 K | White (WH) | 89 mA | <lt/>6 | 71 mm | No | 19 kWh | 70 % |  |  | 186 mm | 0.5 s |  |  | -20 °C to 45 °C | [73 empty] | ADAM-d3e7e57c17cc42388b16af4800e56eb6 | https://www.assets.signify.com/is/image/Signify/ce71a205a2ac4690bcb1af4800e57837 | ADAM-bdb704a4e4b54431ac14af9a00d98402 | https://www.assets.signify.com/is/content/Signify/fp929003530702-pss-global | ADAM-037bb113f2214776880eae6600b44e4a | https://www.assets.signify.com/is/image/Signify/0902f2d78f8f4e27b328ae6600b45edb |  |  | ADAM-dc838abfa0d24315999faffc0088a693 | https://www.assets.signify.com/is/content/Signify/2a5e939d2ea74e3dbfd9affc0088a691 |  |  |  |  | ADAM-4284fd74cfaa40aba9bbaf4800e57b23 | https://www.docs.signify.com/assets/ies/ledtforce_mas_hpl_19w_ed75_e27_830-ies.ies | [8 empty] | ADAM-d240d7d68965400ab7b5af1800a67150 | https://www.assets.signify.com/is/content/Signify/35681beeb7f04e36a714af1800a67563 | ADAM-bb9595cb65124681a05eafa80106e2cc | https://www.assets.signify.com/is/content/Signify/fp929003530702-gis-global |  |  |  |  | ADAM-12e2929bd9434f04b1b4b01500d914a5;ADAM-cb3839e103af4ca4a495b0190077c0bd | https://www.assets.signify.com/is/content/Signify/fe054dd74c2047dcad34b01500d914a3;https://www.assets.signify.com/is/content/Signify/9bce631343ce4bde8bfbb0190077c3ef | ADAM-3588369a6ad64c3fb282b02900d8027a | https://www.assets.signify.com/is/content/Signify/4e1380eb83c64465bc0eb02900d80277 |  |  |  |  | D | 2850 lumen |  | 830 ¦ CCT of 3000K | 80 | 3000 K | 19 W | 150 lm/W | 50 to 60 Hz |  | 2850 lumen | 50000 hour(s) | 19 W | 0.9 |  | 50000 |  | 45 s | 80 W | https://www.lighting.philips.com/link/929003530702_EU/prd/aa/en
FP-929003530802 | MAS LED HPL M 3Klm 19W 840 E27 FR G | 929003530802 | 2021-12-01 00:00:00 |  |  |  | 300 degree(s) | Tube, single-ended | E27 ¦ E27 | 4000 K | Cool White (CW) | 89 mA | <lt/>6 | 71 mm | No | 19 kWh | 70 % |  |  | 186 mm | 0.5 s |  |  | -20 °C to 45 °C | [73 empty] | ADAM-d3e7e57c17cc42388b16af4800e56eb6 | https://www.assets.signify.com/is/image/Signify/ce71a205a2ac4690bcb1af4800e57837 | ADAM-487e34cf8e414e42ae83af9a00dde2e2 | https://www.assets.signify.com/is/content/Signify/fp929003530802-pss-global | ADAM-037bb113f2214776880eae6600b44e4a | https://www.assets.signify.com/is/image/Signify/0902f2d78f8f4e27b328ae6600b45edb |  |  | ADAM-dc838abfa0d24315999faffc0088a693 | https://www.assets.signify.com/is/content/Signify/2a5e939d2ea74e3dbfd9affc0088a691 |  |  |  |  | ADAM-8bdc665518604713b089af4800e58667 | https://www.docs.signify.com/assets/ies/ledtforce_mas_hpl_19w_ed75_e27_840-ies.ies | [8 empty] | ADAM-92e666ebd7dc45c881d1af1800a89547 | https://www.assets.signify.com/is/content/Signify/459ef0483cd645cdaa7daf1800a8991b | ADAM-854a5cc154a04833b4e3afa8010656fc | https://www.assets.signify.com/is/content/Signify/fp929003530802-gis-global |  |  |  |  | ADAM-12e2929bd9434f04b1b4b01500d914a5;ADAM-cb3839e103af4ca4a495b0190077c0bd | https://www.assets.signify.com/is/content/Signify/fe054dd74c2047dcad34b01500d914a3;https://www.assets.signify.com/is/content/Signify/9bce631343ce4bde8bfbb0190077c3ef | ADAM-3588369a6ad64c3fb282b02900d8027a | https://www.assets.signify.com/is/content/Signify/4e1380eb83c64465bc0eb02900d80277 |  |  |  |  | C | 3100 lumen |  | 840 ¦ CCT of 4000K | 80 | 4000 K | 19 W | 163 lm/W | 50 to 60 Hz |  | 3100 lumen | 50000 hour(s) | 19 W | 0.9 |  | 50000 |  | 45 s | 80 W | https://www.lighting.philips.com/link/929003530802_EU/prd/aa/en
FP-929003530902 | MAS LED HPL M 3.8Klm 24W 830 E27 FR G | 929003530902 | 2021-12-01 00:00:00 |  |  |  | 300 degree(s) | Tube, single-ended | E27 ¦ E27 | 3000 K | White (WH) | 110 mA | <lt/>6 | 91 mm | No | 24 kWh | 70 % |  |  | 249 mm | 0.5 s |  |  | -20 °C to 45 °C | [73 empty] | ADAM-14f7704795474754a15aaf4800e58d11 | https://www.assets.signify.com/is/image/Signify/0c9c6e59c5f54fb0acdaaf4800e58f5c | ADAM-3d99fc69c8ba49859bf9af9a00d94f81 | https://www.assets.signify.com/is/content/Signify/fp929003530902-pss-global | ADAM-2deec9d0ce7342f2aeaaab5900c301c5 | https://www.assets.signify.com/is/image/PhilipsLighting/8cf64136b90d43d48906ab5900c302cb |  |  | ADAM-dc838abfa0d24315999faffc0088a693 | https://www.assets.signify.com/is/content/Signify/2a5e939d2ea74e3dbfd9affc0088a691 |  |  |  |  | ADAM-2536a365ce544418969aaf4800e591bd | https://www.docs.signify.com/assets/ies/ledtforce_mas_hpl_24w_ed90_e27_830-ies.ies | [8 empty] | ADAM-614018b164304631b7edaf1800a7b8ad | https://www.assets.signify.com/is/content/Signify/bfa7c3aaec0a4f7a8458af1800a7b9c4 | ADAM-9719697b677f45f99e01afa801065a57 | https://www.assets.signify.com/is/content/Signify/fp929003530902-gis-global |  |  |  |  | ADAM-12e2929bd9434f04b1b4b01500d914a5;ADAM-cb3839e103af4ca4a495b0190077c0bd | https://www.assets.signify.com/is/content/Signify/fe054dd74c2047dcad34b01500d914a3;https://www.assets.signify.com/is/content/Signify/9bce631343ce4bde8bfbb0190077c3ef | ADAM-3588369a6ad64c3fb282b02900d8027a | https://www.assets.signify.com/is/content/Signify/4e1380eb83c64465bc0eb02900d80277 |  |  |  |  | C | 3850 lumen |  | 830 ¦ CCT of 3000K | 80 | 3000 K | 24 W | 160 lm/W | 50 to 60 Hz |  | 3850 lumen | 50000 hour(s) | 24 W | 0.9 |  | 50000 |  | 45 s | 125 W | https://www.lighting.philips.com/link/929003530902_EU/prd/aa/en
FP-929003531002 | MAS LED HPL M 4Klm 24W 840 E27 FR G | 929003531002 | 2021-12-01 00:00:00 |  |  |  | 300 degree(s) | Tube, single-ended | E27 ¦ E27 | 4000 K | Cool White (CW) | 110 mA | <lt/>6 | 91 mm | No | 24 kWh | 70 % |  |  | 249 mm | 0.5 s |  |  | -20 °C to 45 °C | [73 empty] | ADAM-14f7704795474754a15aaf4800e58d11 | https://www.assets.signify.com/is/image/Signify/0c9c6e59c5f54fb0acdaaf4800e58f5c | ADAM-0d80547ca6e74c6e995daf9a00de1ab4 | https://www.assets.signify.com/is/content/Signify/fp929003531002-pss-global | ADAM-2deec9d0ce7342f2aeaaab5900c301c5 | https://www.assets.signify.com/is/image/PhilipsLighting/8cf64136b90d43d48906ab5900c302cb |  |  | ADAM-dc838abfa0d24315999faffc0088a693 | https://www.assets.signify.com/is/content/Signify/2a5e939d2ea74e3dbfd9affc0088a691 |  |  |  |  | ADAM-a50332aa2beb458c8ef5af4800e59bd1 | https://www.docs.signify.com/assets/ies/ledtforce_mas_hpl_24w_ed90_e27_840-ies.ies | [8 empty] | ADAM-f130db47eae84b769f50af1800a82c0d | https://www.assets.signify.com/is/content/Signify/505f4ef8ac1a4672b60caf1800a82da8 | ADAM-b55e5a274604420e9fabafa801068020 | https://www.assets.signify.com/is/content/Signify/fp929003531002-gis-global |  |  |  |  | ADAM-12e2929bd9434f04b1b4b01500d914a5;ADAM-cb3839e103af4ca4a495b0190077c0bd | https://www.assets.signify.com/is/content/Signify/fe054dd74c2047dcad34b01500d914a3;https://www.assets.signify.com/is/content/Signify/9bce631343ce4bde8bfbb0190077c3ef | ADAM-3588369a6ad64c3fb282b02900d8027a | https://www.assets.signify.com/is/content/Signify/4e1380eb83c64465bc0eb02900d80277 |  |  |  |  | C | 4000 lumen |  | 840 ¦ CCT of 4000K | 80 | 4000 K | 24 W | 166 lm/W | 50 to 60 Hz |  | 4000 lumen | 50000 hour(s) | 24 W | 0.9 |  | 50000 |  | 45 s | 125 W | https://www.lighting.philips.com/link/929003531002_EU/prd/aa/en
FP-929003531102 | MAS LED HPL M 5.6Klm 33.5W 830 E27 FR G | 929003531102 | 2021-12-01 00:00:00 |  |  |  | 300 degree(s) | Tube, single-ended | E27 ¦ E27 | 3000 K | White (WH) | 150 mA | <lt/>6 | 91 mm | No | 34 kWh | 70 % |  |  | 249 mm | 0.5 s |  |  | -20 °C to 45 °C | [73 empty] | ADAM-14f7704795474754a15aaf4800e58d11 | https://www.assets.signify.com/is/image/Signify/0c9c6e59c5f54fb0acdaaf4800e58f5c | ADAM-8b55298b9a8e4f0d9e40af9a00df5900 | https://www.assets.signify.com/is/content/Signify/fp929003531102-pss-global | ADAM-2deec9d0ce7342f2aeaaab5900c301c5 | https://www.assets.signify.com/is/image/PhilipsLighting/8cf64136b90d43d48906ab5900c302cb |  |  | ADAM-dc838abfa0d24315999faffc0088a693 | https://www.assets.signify.com/is/content/Signify/2a5e939d2ea74e3dbfd9affc0088a691 |  |  |  |  | ADAM-1ffd579745e1476893f0af4800e5ad56 | https://www.docs.signify.com/assets/ies/ledtforce_mas_hpl_33%2c5w_ed90_e27_830-ies.ies | [8 empty] | ADAM-3e125666b74342f19259af1800a51613 | https://www.assets.signify.com/is/content/Signify/b01c35ba0b89412d99faaf1800a51ace | ADAM-9daaeae25e0e459c9a21afa801063e7b | https://www.assets.signify.com/is/content/Signify/fp929003531102-gis-global |  |  |  |  | ADAM-12e2929bd9434f04b1b4b01500d914a5;ADAM-cb3839e103af4ca4a495b0190077c0bd | https://www.assets.signify.com/is/content/Signify/fe054dd74c2047dcad34b01500d914a3;https://www.assets.signify.com/is/content/Signify/9bce631343ce4bde8bfbb0190077c3ef | ADAM-3588369a6ad64c3fb282b02900d8027a | https://www.assets.signify.com/is/content/Signify/4e1380eb83c64465bc0eb02900d80277 |  |  |  |  | C | 5600 lumen |  | 830 ¦ CCT of 3000K | 80 | 3000 K | 33.5 W | 167 lm/W | 50 to 60 Hz |  | 5600 lumen | 50000 hour(s) | 33.5 W | 0.9 |  | 50000 |  | 45 s | 200 W | https://www.lighting.philips.com/link/929003531102_EU/prd/aa/en
FP-929003531202 | MAS LED HPL M 6Klm 33.5W 840 E27 FR G | 929003531202 | 2021-12-01 00:00:00 |  |  |  | 300 degree(s) | Tube, single-ended | E27 ¦ E27 | 4000 K | Cool White (CW) | 150 mA | <lt/>6 | 91 mm | No | 34 kWh | 70 % |  |  | 249 mm | 0.5 s |  |  | -20 °C to 45 °C | [73 empty] | ADAM-14f7704795474754a15aaf4800e58d11 | https://www.assets.signify.com/is/image/Signify/0c9c6e59c5f54fb0acdaaf4800e58f5c | ADAM-e7fc45c1b67b4bf595d2af9a00d95ead | https://www.assets.signify.com/is/content/Signify/fp929003531202-pss-global | ADAM-2deec9d0ce7342f2aeaaab5900c301c5 | https://www.assets.signify.com/is/image/PhilipsLighting/8cf64136b90d43d48906ab5900c302cb |  |  | ADAM-dc838abfa0d24315999faffc0088a693 | https://www.assets.signify.com/is/content/Signify/2a5e939d2ea74e3dbfd9affc0088a691 |  |  |  |  | ADAM-1481290c4a934a8b93e8af4800e5b8ba | https://www.docs.signify.com/assets/ies/ledtforce_mas_hpl_33%2c5w_ed90_e27_840-ies.ies | [8 empty] | ADAM-9d27caa542b04e9e916eaf1800a72e43 | https://www.assets.signify.com/is/content/Signify/c998f29e0f8e49f99678af1800a731e3 | ADAM-77356809066a44ac8a2fafa80105da1e | https://www.assets.signify.com/is/content/Signify/fp929003531202-gis-global |  |  |  |  | ADAM-12e2929bd9434f04b1b4b01500d914a5;ADAM-cb3839e103af4ca4a495b0190077c0bd | https://www.assets.signify.com/is/content/Signify/fe054dd74c2047dcad34b01500d914a3;https://www.assets.signify.com/is/content/Signify/9bce631343ce4bde8bfbb0190077c3ef | ADAM-3588369a6ad64c3fb282b02900d8027a | https://www.assets.signify.com/is/content/Signify/4e1380eb83c64465bc0eb02900d80277 |  |  |  |  | C | 6000 lumen |  | 840 ¦ CCT of 4000K | 80 | 4000 K | 33.5 W | 179 lm/W | 50 to 60 Hz |  | 6000 lumen | 50000 hour(s) | 33.5 W | 0.9 |  | 50000 |  | 45 s | 200 W | https://www.lighting.philips.com/link/929003531202_EU/prd/aa/en
FP-929003531302 | MAS LED HPL M 5.6Klm 33.5W 830 E40 FR G | 929003531302 | 2021-12-01 00:00:00 |  |  |  | 300 degree(s) | Tube, single-ended | E40 ¦ E40 | 3000 K | White (WH) | 150 mA | <lt/>6 | 91 mm | No | 34 kWh | 70 % |  |  | 238 mm | 0.5 s |  |  | -20 °C to 45 °C | [73 empty] | ADAM-b7fda51201c54e608442af4800e5cbe5 | https://www.assets.signify.com/is/image/Signify/91892a8aeec847df8afbaf4800e5d074 | ADAM-4ec27b1c568c4c2aaa24af9a00dfcff5 | https://www.assets.signify.com/is/content/Signify/fp929003531302-pss-global | ADAM-d1bc2eb4b22d4994a92aac80012401a3 | https://www.assets.signify.com/is/image/PhilipsLighting/db1e4f6ee518458eb87eac80012408ff |  |  | ADAM-dc838abfa0d24315999faffc0088a693 | https://www.assets.signify.com/is/content/Signify/2a5e939d2ea74e3dbfd9affc0088a691 |  |  |  |  | ADAM-5ed7f626acf949c183f9af4800e5d2e1 | https://www.docs.signify.com/assets/ies/ledtforce_mas_hpl_33%2c5w_ed90_e40_830-ies.ies | [8 empty] | ADAM-ecbeaa2641f844c99154af1800a5a632 | https://www.assets.signify.com/is/content/Signify/be5eebfdee2b43e4ada7af1800a5a858 | ADAM-ef448ed6a2c2430398b1afa80105fe97 | https://www.assets.signify.com/is/content/Signify/fp929003531302-gis-global |  |  |  |  | ADAM-12e2929bd9434f04b1b4b01500d914a5;ADAM-cb3839e103af4ca4a495b0190077c0bd | https://www.assets.signify.com/is/content/Signify/fe054dd74c2047dcad34b01500d914a3;https://www.assets.signify.com/is/content/Signify/9bce631343ce4bde8bfbb0190077c3ef | ADAM-3588369a6ad64c3fb282b02900d8027a | https://www.assets.signify.com/is/content/Signify/4e1380eb83c64465bc0eb02900d80277 |  |  |  |  | C | 5600 lumen |  | 830 ¦ CCT of 3000K | 80 | 3000 K | 33.5 W | 167 lm/W | 50 to 60 Hz |  | 5600 lumen | 50000 hour(s) | 33.5 W | 0.9 |  | 50000 |  | 45 s | 200 W | https://www.lighting.philips.com/link/929003531302_EU/prd/aa/en
FP-929003531402 | MAS LED HPL M 6Klm 33.5W 840 E40 FR G | 929003531402 | 2021-12-01 00:00:00 |  |  |  | 300 degree(s) | Tube, single-ended | E40 ¦ E40 | 4000 K | Cool White (CW) | 150 mA | <lt/>6 | 91 mm | No | 34 kWh | 70 % |  |  | 238 mm | 0.5 s |  |  | -20 °C to 45 °C | [73 empty] | ADAM-b7fda51201c54e608442af4800e5cbe5 | https://www.assets.signify.com/is/image/Signify/91892a8aeec847df8afbaf4800e5d074 | ADAM-59e68bbd70134780931daf9a00d9e1c4 | https://www.assets.signify.com/is/content/Signify/fp929003531402-pss-global | ADAM-d1bc2eb4b22d4994a92aac80012401a3 | https://www.assets.signify.com/is/image/PhilipsLighting/db1e4f6ee518458eb87eac80012408ff |  |  | ADAM-dc838abfa0d24315999faffc0088a693 | https://www.assets.signify.com/is/content/Signify/2a5e939d2ea74e3dbfd9affc0088a691 |  |  |  |  | ADAM-b3e8d511c7f64deaa43aaf4800e5d818 | https://www.docs.signify.com/assets/ies/ledtforce_mas_hpl_33%2c5w_ed90_e40_840-ies.ies | [8 empty] | ADAM-75b8842d6d404324b036af1800a9078f | https://www.assets.signify.com/is/content/Signify/7c926dffefe94600aab0af1800a90879 | ADAM-490b8073a6e34a5b8955afa80106ce89 | https://www.assets.signify.com/is/content/Signify/fp929003531402-gis-global |  |  |  |  | ADAM-12e2929bd9434f04b1b4b01500d914a5;ADAM-cb3839e103af4ca4a495b0190077c0bd | https://www.assets.signify.com/is/content/Signify/fe054dd74c2047dcad34b01500d914a3;https://www.assets.signify.com/is/content/Signify/9bce631343ce4bde8bfbb0190077c3ef | ADAM-3588369a6ad64c3fb282b02900d8027a | https://www.assets.signify.com/is/content/Signify/4e1380eb83c64465bc0eb02900d80277 |  |  |  |  | C | 6000 lumen |  | 840 ¦ CCT of 4000K | 80 | 4000 K | 33.5 W | 179 lm/W | 50 to 60 Hz |  | 6000 lumen | 50000 hour(s) | 33.5 W | 0.9 |  | 50000 |  | 45 s | 200 W | https://www.lighting.philips.com/link/929003531402_EU/prd/aa/en
FP-929003540731 | PILA LED 40W P45 E14 4000K FR ND | 929003540731 | 2022-08-09 00:00:00 | [13 empty] | 70 % | [80 empty] | ADAM-16d286497acd4abbbec6af5800b5e821 | https://www.assets.signify.com/is/image/Signify/c069873a3cf24af19994af5800b5e81f | ADAM-a1013c40f7944aa5ad5faf5d002a3a7f | https://www.assets.signify.com/is/content/Signify/fp929003540731-pss-global | [20 empty] | ADAM-7e6e5b9a4b224bd88561af5500961edf | https://www.assets.signify.com/is/content/Signify/854361f578c54ccc8d2aaf5500961fdc | [14 empty] | F | [18 empty] | https://www.lighting.philips.com/link/929003540731_EU/prd/aa/en
FP-929003540831 | PILA LED 40W P45 E27 4000K FR ND | 929003540831 | 2022-08-09 00:00:00 | [13 empty] | 70 % | [80 empty] | ADAM-c4226b1d9525477c8736af5800b4c2d1 | https://www.assets.signify.com/is/image/Signify/e76597b1959445cdb5cdaf5800b4c2d0 | ADAM-d4600653b80548a186bcaf5d002a6cbb | https://www.assets.signify.com/is/content/Signify/fp929003540831-pss-global | [20 empty] | ADAM-4e44ff44d82a43948259af550093bd59 | https://www.assets.signify.com/is/content/Signify/3c7be8ceb8e9447280d0af550093c0c4 | [14 empty] | F | [18 empty] | https://www.lighting.philips.com/link/929003540831_EU/prd/aa/en
FP-929003547202 | CorePro LEDtube 600mm 8W 840 T8 | 929003547202 | 2022-01-04 00:00:00 |  |  |  | 240 degree(s) | Tube, double-ended | G13 ¦ Medium Bi-Pin Fluorescent | 4000 K | Cool White (CW) | 46 mA | <lt/>6 | 28 mm | No | 8 kWh | 70 % |  |  | 604 mm | 0.5 s |  |  | -20 °C to 45 °C | [9 empty] | Yes | [63 empty] | ADAM-8a58b8f7f5c94ddbb3f2a8ea0066fb51 | https://www.assets.signify.com/is/image/PhilipsLighting/9fe3551c78e84303a879a8ea006700fc | ADAM-ad8a2bcbbb844835b4f6aeb300d71fcd | https://www.assets.signify.com/is/content/Signify/fp929003547202-pss-global | ADAM-86628791d2204d19b3b1a94c008df148 | https://www.assets.signify.com/is/image/PhilipsLighting/101a41e0f7dd446bb6cca94c008df58a | [8 empty] | ADAM-8d2085d31a1d4421ac69aeb00084a6df | https://www.docs.signify.com/assets/ies/ledtube_cor_eu2_8w_g13_800lm_840_2-ies.ies | [8 empty] | ADAM-4e934b3d6b4b4704a809af8f009b8c2f | https://www.assets.signify.com/is/content/Signify/1fbdace1a81c44b1a6fcaf8f009b8d22 | ADAM-af41f3a8209242b2a494aeb300b69306 | https://www.assets.signify.com/is/content/Signify/fp929003547202-gis-global |  |  |  |  | ADAM-2ece555efbbf4aefbb3caf18008818e3;ADAM-a1cdb678d3df489e9862ae240109653e | https://www.assets.signify.com/is/content/Signify/e2eb215900ac42b5a6fbaf180088204b;https://www.assets.signify.com/is/image/Signify/c76c8432eef941bebc2fae240109686e | ADAM-dd5b1cb345fa4da8bcdcaf32007fbb42;ADAM-fb489b9de7894bf9bca0afdc006fe424;ADAM-51b7379269e54f909965afdc006fee1f | https://www.assets.signify.com/is/content/Signify/31ac9375c9ba48fe9dadaf32007fc97e;https://www.assets.signify.com/is/content/Signify/af9b2867d9e9416cb8bfafdc006fe413;https://www.assets.signify.com/is/content/Signify/0bf04182e1cc4a3ca333afdc006fee18 |  |  |  |  | F | 800 lumen |  | 840 ¦ CCT of 4000K | 80 | 4000 K | 8 W | 100 lm/W | 50 to 60 Hz |  | 800 lumen | 50000 hour(s) | 8 W | 0.9 |  | 200000 |  | 0.5 s |  | https://www.lighting.philips.com/link/929003547202_EU/prd/aa/en
FP-929003547302 | CorePro LEDtube 600mm 8W 865 T8 | 929003547302 | 2022-01-04 00:00:00 |  |  |  | 240 degree(s) | Tube, double-ended | G13 ¦ Medium Bi-Pin Fluorescent | 6500 K | Cool Daylight | 46 mA | <lt/>6 | 28 mm | No | 8 kWh | 70 % |  |  | 604 mm | 0.5 s |  |  | -20 °C to 45 °C | [9 empty] | Yes | [63 empty] | ADAM-8a58b8f7f5c94ddbb3f2a8ea0066fb51 | https://www.assets.signify.com/is/image/PhilipsLighting/9fe3551c78e84303a879a8ea006700fc | ADAM-d67f9c52bb264adca398aeb300d7d7b9 | https://www.assets.signify.com/is/content/Signify/fp929003547302-pss-global | ADAM-86628791d2204d19b3b1a94c008df148 | https://www.assets.signify.com/is/image/PhilipsLighting/101a41e0f7dd446bb6cca94c008df58a | [8 empty] | ADAM-cfce6c4577cd411ebb30aeb00084ac67 | https://www.docs.signify.com/assets/ies/ledtube_cor_eu2_8w_g13_800lm_865_2-ies.ies | [8 empty] | ADAM-81038eb61e364cbd801daf8f009c0bcb | https://www.assets.signify.com/is/content/Signify/86862a4e3c704858a937af8f009c0cb9 | ADAM-89f73a85b158418baeabaeb300b79958 | https://www.assets.signify.com/is/content/Signify/fp929003547302-gis-global |  |  |  |  | ADAM-2ece555efbbf4aefbb3caf18008818e3;ADAM-a1cdb678d3df489e9862ae240109653e | https://www.assets.signify.com/is/content/Signify/e2eb215900ac42b5a6fbaf180088204b;https://www.assets.signify.com/is/image/Signify/c76c8432eef941bebc2fae240109686e | ADAM-dd5b1cb345fa4da8bcdcaf32007fbb42;ADAM-fb489b9de7894bf9bca0afdc006fe424;ADAM-51b7379269e54f909965afdc006fee1f | https://www.assets.signify.com/is/content/Signify/31ac9375c9ba48fe9dadaf32007fc97e;https://www.assets.signify.com/is/content/Signify/af9b2867d9e9416cb8bfafdc006fe413;https://www.assets.signify.com/is/content/Signify/0bf04182e1cc4a3ca333afdc006fee18 |  |  |  |  | F | 800 lumen |  | 865 ¦ CCT of 6500K | 80 | 6500 K | 8 W | 100 lm/W | 50 to 60 Hz |  | 800 lumen | 50000 hour(s) | 8 W | 0.9 |  | 200000 |  | 0.5 s |  | https://www.lighting.philips.com/link/929003547302_EU/prd/aa/en
FP-929003547402 | CorePro LEDtube 1500mm 20W 840 T8 | 929003547402 | 2022-01-04 00:00:00 |  |  |  | 240 degree(s) | Tube, double-ended | G13 ¦ Medium Bi-Pin Fluorescent | 4000 K | Cool White (CW) | 105 mA | <lt/>6 | 28 mm | No | 20 kWh | 70 % |  |  | 1514 mm | 0.5 s |  |  | -20 °C to 45 °C | [9 empty] | Yes | [63 empty] | ADAM-8a58b8f7f5c94ddbb3f2a8ea0066fb51 | https://www.assets.signify.com/is/image/PhilipsLighting/9fe3551c78e84303a879a8ea006700fc | ADAM-88fbfbd5d9dd49409b4eaeb300de83f2 | https://www.assets.signify.com/is/content/Signify/fp929003547402-pss-global | ADAM-86628791d2204d19b3b1a94c008df148 | https://www.assets.signify.com/is/image/PhilipsLighting/101a41e0f7dd446bb6cca94c008df58a | [8 empty] | ADAM-21a5fd2333954d29a44baeb00084b126 | https://www.docs.signify.com/assets/ies/ledtube_cor_eu2_20w_g13_2200lm_840_2-ies.ies | [8 empty] | ADAM-339a87484d6743e6827eaf8f009bd389 | https://www.assets.signify.com/is/content/Signify/b59e53fa6d5c4fceaac3af8f009bd54f | ADAM-630e7aed31d34d1b9609aeb300bb74bf | https://www.assets.signify.com/is/content/Signify/fp929003547402-gis-global |  |  |  |  | ADAM-2ece555efbbf4aefbb3caf18008818e3;ADAM-a1cdb678d3df489e9862ae240109653e | https://www.assets.signify.com/is/content/Signify/e2eb215900ac42b5a6fbaf180088204b;https://www.assets.signify.com/is/image/Signify/c76c8432eef941bebc2fae240109686e | ADAM-dd5b1cb345fa4da8bcdcaf32007fbb42;ADAM-fb489b9de7894bf9bca0afdc006fe424;ADAM-51b7379269e54f909965afdc006fee1f | https://www.assets.signify.com/is/content/Signify/31ac9375c9ba48fe9dadaf32007fc97e;https://www.assets.signify.com/is/content/Signify/af9b2867d9e9416cb8bfafdc006fe413;https://www.assets.signify.com/is/content/Signify/0bf04182e1cc4a3ca333afdc006fee18 |  |  |  |  | E | 2200 lumen |  | 840 ¦ CCT of 4000K | 80 | 4000 K | 20 W | 110 lm/W | 50 to 60 Hz |  | 2200 lumen | 50000 hour(s) | 20 W | 0.9 |  | 200000 |  | 0.5 s |  | https://www.lighting.philips.com/link/929003547402_EU/prd/aa/en
FP-929003547502 | CorePro LEDtube 1500mm 20W 865 T8 | 929003547502 | 2022-01-04 00:00:00 |  |  |  | 240 degree(s) | Tube, double-ended | G13 ¦ Medium Bi-Pin Fluorescent | 6500 K | Cool Daylight | 105 mA | <lt/>6 | 28 mm | No | 20 kWh | 70 % |  |  | 1514 mm | 0.5 s |  |  | -20 °C to 45 °C | [9 empty] | Yes | [63 empty] | ADAM-8a58b8f7f5c94ddbb3f2a8ea0066fb51 | https://www.assets.signify.com/is/image/PhilipsLighting/9fe3551c78e84303a879a8ea006700fc | ADAM-7de525ce3c924c57a421aeb300d91169 | https://www.assets.signify.com/is/content/Signify/fp929003547502-pss-global | ADAM-86628791d2204d19b3b1a94c008df148 | https://www.assets.signify.com/is/image/PhilipsLighting/101a41e0f7dd446bb6cca94c008df58a | [8 empty] | ADAM-c18084fc3af94c128582aeb00084b67f | https://www.docs.signify.com/assets/ies/ledtube_cor_eu2_20w_g13_2200lm_865_2-ies.ies | [8 empty] | ADAM-90a7ef1673734c289a44af8f009d0aa9 | https://www.assets.signify.com/is/content/Signify/e39cdd9ded5f4803a930af8f009d0b7f | ADAM-426b85a4343841229914aeb300b78305 | https://www.assets.signify.com/is/content/Signify/fp929003547502-gis-global |  |  |  |  | ADAM-2ece555efbbf4aefbb3caf18008818e3;ADAM-a1cdb678d3df489e9862ae240109653e | https://www.assets.signify.com/is/content/Signify/e2eb215900ac42b5a6fbaf180088204b;https://www.assets.signify.com/is/image/Signify/c76c8432eef941bebc2fae240109686e | ADAM-dd5b1cb345fa4da8bcdcaf32007fbb42;ADAM-fb489b9de7894bf9bca0afdc006fe424;ADAM-51b7379269e54f909965afdc006fee1f | https://www.assets.signify.com/is/content/Signify/31ac9375c9ba48fe9dadaf32007fc97e;https://www.assets.signify.com/is/content/Signify/af9b2867d9e9416cb8bfafdc006fe413;https://www.assets.signify.com/is/content/Signify/0bf04182e1cc4a3ca333afdc006fee18 |  |  |  |  | E | 2200 lumen |  | 865 ¦ CCT of 6500K | 80 | 6500 K | 20 W | 110 lm/W | 50 to 60 Hz |  | 2200 lumen | 50000 hour(s) | 20 W | 0.9 |  | 200000 |  | 0.5 s |  | https://www.lighting.philips.com/link/929003547502_EU/prd/aa/en
FP-929003553402 | MAS LEDtube HF 1200mm HO 14W830 T8 | 929003553402 | 2022-02-11 00:00:00 |  |  |  | 160 degree(s) | Tube, double-ended | G13 ROT (Rotating) ¦ Medium Bi-Pin Fluorescent | 3000 K | White (WH) |  | <lt/>6 | 28 mm | Yes - Check ballast compatibility | 14 kWh | 70 % |  |  | 1212 mm | 0.5 s |  |  | -20 °C to 45 °C | [9 empty] | Yes | [63 empty] | ADAM-20160303143636833 | https://www.assets.signify.com/is/image/PhilipsLighting/54aee18bf6a94fce80dfa5be00deafc6 | ADAM-07fb923ad1e64857a7b0aeec00e9beef | https://www.assets.signify.com/is/content/Signify/fp929003553402-pss-global | ADAM-124886 | https://www.assets.signify.com/is/image/PhilipsLighting/e695b58cb4064cb7a8b7a4ad01802911 |  |  | ADAM-56dd0fec6a0640bc8495ae7600a046e6 | https://www.assets.signify.com/is/content/Signify/b39c3a3900824484bce6ae7600a04b06 |  |  |  |  | ADAM-f7644d73a9df4f39ba18aea100a63b18 | https://www.docs.signify.com/assets/ies/ledtube_mas_eu3_14w_g13_2000lm_830-ies.ies | [8 empty] | ADAM-a0b705b2473a4ec0bbd9aeb00089f382 | https://www.assets.signify.com/is/content/Signify/4f67132c90fa42e38a7eaeb00089f665 | ADAM-51ff45f3231a43019cefaf0000aa1e47 | https://www.assets.signify.com/is/content/Signify/fp929003553402-gis-global |  |  |  |  | ADAM-94a3b4c54dd748bbaec6a8a50111bd19 | https://www.assets.signify.com/is/content/PhilipsLighting/073a2e8e138a486cb095a8a50111c027 | ADAM-20171115114431335 | https://www.assets.signify.com/is/content/PhilipsLighting/2110ae85754b40d9a118a82c00b10611 |  |  |  |  | E | 2000 lumen |  | 830 ¦ CCT of 3000K | 80 | 3000 K | 14 W | 142 lm/W | 20000-75000 Hz |  | 2000 lumen | 75000 hour(s) | 14 W | 0.9 |  | 50000 |  | 0.5 s |  | https://www.lighting.philips.com/link/929003553402_EU/prd/aa/en
FP-929003553502 | MAS LEDtube HF 1200mm HO 14W840 T8 | 929003553502 | 2022-02-11 00:00:00 |  |  |  | 160 degree(s) | Tube, double-ended | G13 ROT (Rotating) ¦ Medium Bi-Pin Fluorescent | 4000 K | Cool White (CW) |  | <lt/>6 | 28 mm | Yes - Check ballast compatibility | 14 kWh | 70 % |  |  | 1212 mm | 0.5 s |  |  | -20 °C to 45 °C | [9 empty] | Yes | [63 empty] | ADAM-20160303143636833 | https://www.assets.signify.com/is/image/PhilipsLighting/54aee18bf6a94fce80dfa5be00deafc6 | ADAM-587a8d76fd06420aaa73aeec011cc0ac | https://www.assets.signify.com/is/content/Signify/fp929003553502-pss-global | ADAM-124886 | https://www.assets.signify.com/is/image/PhilipsLighting/e695b58cb4064cb7a8b7a4ad01802911 |  |  | ADAM-56dd0fec6a0640bc8495ae7600a046e6 | https://www.assets.signify.com/is/content/Signify/b39c3a3900824484bce6ae7600a04b06 |  |  |  |  | ADAM-9cd29c4146b547debec1aea100a61d72 | https://www.docs.signify.com/assets/ies/ledtube_mas_eu3_14w_g13_2100lm_840-ies.ies | [8 empty] | ADAM-d0a06a5712d74295887daeb000889d44 | https://www.assets.signify.com/is/content/Signify/ea51b035be854a67b06caeb000889e6a | ADAM-60983cdd582f47208d7baf0000a83b17 | https://www.assets.signify.com/is/content/Signify/fp929003553502-gis-global |  |  |  |  | ADAM-94a3b4c54dd748bbaec6a8a50111bd19 | https://www.assets.signify.com/is/content/PhilipsLighting/073a2e8e138a486cb095a8a50111c027 | ADAM-20171115114431335 | https://www.assets.signify.com/is/content/PhilipsLighting/2110ae85754b40d9a118a82c00b10611 |  |  |  |  | D | 2100 lumen |  | 840 ¦ CCT of 4000K | 80 | 4000 K | 14 W | 150 lm/W | 20000-75000 Hz |  | 2100 lumen | 75000 hour(s) | 14 W | 0.9 |  | 50000 |  | 0.5 s |  | https://www.lighting.philips.com/link/929003553502_EU/prd/aa/en
FP-929003553602 | MAS LEDtube HF 1200mm HO 14W865 T8 | 929003553602 | 2022-02-11 00:00:00 |  |  |  | 160 degree(s) | Tube, double-ended | G13 ROT (Rotating) ¦ Medium Bi-Pin Fluorescent | 6500 K | Cool Daylight |  | <lt/>6 | 28 mm | Yes - Check ballast compatibility | 14 kWh | 70 % |  |  | 1212 mm | 0.5 s |  |  | -20 °C to 45 °C | [9 empty] | Yes | [63 empty] | ADAM-20160303143636833 | https://www.assets.signify.com/is/image/PhilipsLighting/54aee18bf6a94fce80dfa5be00deafc6 | ADAM-f45aed9b7e4446a2a624aeec014d0957 | https://www.assets.signify.com/is/content/Signify/fp929003553602-pss-global | ADAM-124886 | https://www.assets.signify.com/is/image/PhilipsLighting/e695b58cb4064cb7a8b7a4ad01802911 |  |  | ADAM-56dd0fec6a0640bc8495ae7600a046e6 | https://www.assets.signify.com/is/content/Signify/b39c3a3900824484bce6ae7600a04b06 |  |  |  |  | ADAM-3eb6dbf1c68c4ed9bf6daea100a63076 | https://www.docs.signify.com/assets/ies/ledtube_mas_eu3_14w_g13_2100lm_865-ies.ies | [8 empty] | ADAM-9ba82777041344f5b6b3aeb0008925f5 | https://www.assets.signify.com/is/content/Signify/97c313f975454fedbd2eaeb0008926f1 | ADAM-bf4b242423b745e9b668af0000a90583 | https://www.assets.signify.com/is/content/Signify/fp929003553602-gis-global |  |  |  |  | ADAM-94a3b4c54dd748bbaec6a8a50111bd19 | https://www.assets.signify.com/is/content/PhilipsLighting/073a2e8e138a486cb095a8a50111c027 | ADAM-20171115114431335 | https://www.assets.signify.com/is/content/PhilipsLighting/2110ae85754b40d9a118a82c00b10611 |  |  |  |  | D | 2100 lumen |  | 865 ¦ CCT of 6500K | 80 | 6500 K | 14 W | 150 lm/W | 20000-75000 Hz |  | 2100 lumen | 75000 hour(s) | 14 W | 0.9 |  | 50000 |  | 0.5 s |  | https://www.lighting.philips.com/link/929003553602_EU/prd/aa/en
FP-929003553702 | MAS LEDtube HF 1500mm HO 20W830 T8 | 929003553702 | 2022-02-11 00:00:00 |  |  |  | 160 degree(s) | Tube, double-ended | G13 ROT (Rotating) ¦ Medium Bi-Pin Fluorescent | 3000 K | White (WH) |  | <lt/>6 | 28 mm | Yes - Check ballast compatibility | 20 kWh | 70 % |  |  | 1513 mm | 0.5 s |  |  | -20 °C to 45 °C | [9 empty] | Yes | [63 empty] | ADAM-20160303143636833 | https://www.assets.signify.com/is/image/PhilipsLighting/54aee18bf6a94fce80dfa5be00deafc6 | ADAM-2f583add80684a5eb92aaeeb00893348 | https://www.assets.signify.com/is/content/Signify/fp929003553702-pss-global | ADAM-124886 | https://www.assets.signify.com/is/image/PhilipsLighting/e695b58cb4064cb7a8b7a4ad01802911 |  |  | ADAM-56dd0fec6a0640bc8495ae7600a046e6 | https://www.assets.signify.com/is/content/Signify/b39c3a3900824484bce6ae7600a04b06 |  |  |  |  | ADAM-c812d1015e0740cda385aea100a65286 | https://www.docs.signify.com/assets/ies/ledtube_mas_eu3_20w_g13_2900lm_830-ies.ies | [8 empty] | ADAM-51bbfb1fb39d4ba7b769aeb000869850 | https://www.assets.signify.com/is/content/Signify/409c698ab96d49e491c8aeb000869c84 | ADAM-372f347904b24b3ab1d8af0000a73f6c | https://www.assets.signify.com/is/content/Signify/fp929003553702-gis-global |  |  |  |  | ADAM-94a3b4c54dd748bbaec6a8a50111bd19 | https://www.assets.signify.com/is/content/PhilipsLighting/073a2e8e138a486cb095a8a50111c027 | ADAM-20171115114431335 | https://www.assets.signify.com/is/content/PhilipsLighting/2110ae85754b40d9a118a82c00b10611 |  |  |  |  | E | 2900 lumen |  | 830 ¦ CCT of 3000K | 80 | 3000 K | 20 W | 145 lm/W | 20000-75000 Hz |  | 2900 lumen | 75000 hour(s) | 20 W | 0.9 |  | 50000 |  | 0.5 s |  | https://www.lighting.philips.com/link/929003553702_EU/prd/aa/en
FP-929003553802 | MAS LEDtube HF 1500mm HO 20W840 T8 | 929003553802 | 2022-02-11 00:00:00 |  |  |  | 160 degree(s) | Tube, double-ended | G13 ROT (Rotating) ¦ Medium Bi-Pin Fluorescent | 4000 K | Cool White (CW) |  | <lt/>6 | 28 mm | Yes - Check ballast compatibility | 20 kWh | 70 % |  |  | 1513 mm | 0.5 s |  |  | -20 °C to 45 °C | [9 empty] | Yes | [63 empty] | ADAM-20160303143636833 | https://www.assets.signify.com/is/image/PhilipsLighting/54aee18bf6a94fce80dfa5be00deafc6 | ADAM-335e1cf641734ee6bd36aeec01684512 | https://www.assets.signify.com/is/content/Signify/fp929003553802-pss-global | ADAM-124886 | https://www.assets.signify.com/is/image/PhilipsLighting/e695b58cb4064cb7a8b7a4ad01802911 |  |  | ADAM-56dd0fec6a0640bc8495ae7600a046e6 | https://www.assets.signify.com/is/content/Signify/b39c3a3900824484bce6ae7600a04b06 |  |  |  |  | ADAM-27b80eed43a9401681ecaea100a64374 | https://www.docs.signify.com/assets/ies/ledtube_mas_eu3_20w_g13_3100lm_840-ies.ies | [8 empty] | ADAM-7ccd69a5945b45f2876caeb0008756aa | https://www.assets.signify.com/is/content/Signify/a10500cdaaf3462faed3aeb00087595b | ADAM-4889d77a34584f38a245af0000a776c4 | https://www.assets.signify.com/is/content/Signify/fp929003553802-gis-global |  |  |  |  | ADAM-94a3b4c54dd748bbaec6a8a50111bd19 | https://www.assets.signify.com/is/content/PhilipsLighting/073a2e8e138a486cb095a8a50111c027 | ADAM-20171115114431335 | https://www.assets.signify.com/is/content/PhilipsLighting/2110ae85754b40d9a118a82c00b10611 |  |  |  |  | D | 3100 lumen |  | 840 ¦ CCT of 4000K | 80 | 4000 K | 20 W | 155 lm/W | 20000-75000 Hz |  | 3100 lumen | 75000 hour(s) | 20 W | 0.9 |  | 50000 |  | 0.5 s |  | https://www.lighting.philips.com/link/929003553802_EU/prd/aa/en
FP-929003553902 | MAS LEDtube HF 1500mm HO 20W865 T8 | 929003553902 | 2022-02-11 00:00:00 |  |  |  | 160 degree(s) | Tube, double-ended | G13 ROT (Rotating) ¦ Medium Bi-Pin Fluorescent | 6500 K | Cool Daylight |  | <lt/>6 | 28 mm | Yes - Check ballast compatibility | 20 kWh | 70 % |  |  | 1513 mm | 0.5 s |  |  | -20 °C to 45 °C | [9 empty] | Yes | [63 empty] | ADAM-20160303143636833 | https://www.assets.signify.com/is/image/PhilipsLighting/54aee18bf6a94fce80dfa5be00deafc6 | ADAM-b68262cffbf9426cabfeaeec01703f55 | https://www.assets.signify.com/is/content/Signify/fp929003553902-pss-global | ADAM-124886 | https://www.assets.signify.com/is/image/PhilipsLighting/e695b58cb4064cb7a8b7a4ad01802911 |  |  | ADAM-56dd0fec6a0640bc8495ae7600a046e6 | https://www.assets.signify.com/is/content/Signify/b39c3a3900824484bce6ae7600a04b06 |  |  |  |  | ADAM-08a4203a7c474b8685b2aea100a64d33 | https://www.docs.signify.com/assets/ies/ledtube_mas_eu3_20w_g13_3100lm_865-ies.ies | [8 empty] | ADAM-f93f7aad9b294e7bb679aeb000944567 | https://www.assets.signify.com/is/content/Signify/03d4df5ffa9a4b6a89cfaeb00094483f | ADAM-286df8d9bc024eb08756af0000a92b77 | https://www.assets.signify.com/is/content/Signify/fp929003553902-gis-global |  |  |  |  | ADAM-94a3b4c54dd748bbaec6a8a50111bd19 | https://www.assets.signify.com/is/content/PhilipsLighting/073a2e8e138a486cb095a8a50111c027 | ADAM-20171115114431335 | https://www.assets.signify.com/is/content/PhilipsLighting/2110ae85754b40d9a118a82c00b10611 |  |  |  |  | D | 3100 lumen |  | 865 ¦ CCT of 6500K | 80 | 6500 K | 20 W | 155 lm/W | 20000-75000 Hz |  | 3100 lumen | 75000 hour(s) | 20 W | 0.9 |  | 50000 |  | 0.5 s |  | https://www.lighting.philips.com/link/929003553902_EU/prd/aa/en
FP-929003554002 | MAS LEDtube HF 1200mm UO 16W830 T8 | 929003554002 | 2022-02-11 00:00:00 |  |  |  | 160 degree(s) | Tube, double-ended | G13 ROT (Rotating) ¦ Medium Bi-Pin Fluorescent | 3000 K | White (WH) |  | <lt/>6 | 28 mm | Yes - Check ballast compatibility | 16 kWh | 70 % |  |  | 1212 mm | 0.5 s |  |  | -20 °C to 45 °C | [9 empty] | Yes | [63 empty] | ADAM-20160303143636833 | https://www.assets.signify.com/is/image/PhilipsLighting/54aee18bf6a94fce80dfa5be00deafc6 | ADAM-519d7fd282614515ad40aeec00f560d2 | https://www.assets.signify.com/is/content/Signify/fp929003554002-pss-global | ADAM-124886 | https://www.assets.signify.com/is/image/PhilipsLighting/e695b58cb4064cb7a8b7a4ad01802911 |  |  | ADAM-56dd0fec6a0640bc8495ae7600a046e6 | https://www.assets.signify.com/is/content/Signify/b39c3a3900824484bce6ae7600a04b06 |  |  |  |  | ADAM-491bd2e37ce64fddb308aea100a66ea1 | https://www.docs.signify.com/assets/ies/ledtube_mas_eu3_16w_g13_2350lm_830-ies.ies | [8 empty] | ADAM-5fb55970cae44422bb9faeb00086f5a0 | https://www.assets.signify.com/is/content/Signify/ad15f9e9c6df40209f3daeb00086f6a2 | ADAM-6ada356e67244df5a17caf0000a83417 | https://www.assets.signify.com/is/content/Signify/fp929003554002-gis-global |  |  |  |  | ADAM-94a3b4c54dd748bbaec6a8a50111bd19 | https://www.assets.signify.com/is/content/PhilipsLighting/073a2e8e138a486cb095a8a50111c027 | ADAM-20171115114431335 | https://www.assets.signify.com/is/content/PhilipsLighting/2110ae85754b40d9a118a82c00b10611 |  |  |  |  | D | 2350 lumen |  | 830 ¦ CCT of 3000K | 80 | 3000 K | 16 W | 146 lm/W | 20000-75000 Hz |  | 2350 lumen | 75000 hour(s) | 16 W | 0.9 |  | 50000 |  | 0.5 s |  | https://www.lighting.philips.com/link/929003554002_EU/prd/aa/en
FP-929003554102 | MAS LEDtube HF 1200mm UO 16W840 T8 | 929003554102 | 2022-02-11 00:00:00 |  |  |  | 160 degree(s) | Tube, double-ended | G13 ROT (Rotating) ¦ Medium Bi-Pin Fluorescent | 4000 K | Cool White (CW) |  | <lt/>6 | 28 mm | Yes - Check ballast compatibility | 16 kWh | 70 % |  |  | 1212 mm | 0.5 s |  |  | -20 °C to 45 °C | [9 empty] | Yes | [63 empty] | ADAM-20160303143636833 | https://www.assets.signify.com/is/image/PhilipsLighting/54aee18bf6a94fce80dfa5be00deafc6 | ADAM-f93b8c5500ac418bb3c9aeec01414144 | https://www.assets.signify.com/is/content/Signify/fp929003554102-pss-global | ADAM-124886 | https://www.assets.signify.com/is/image/PhilipsLighting/e695b58cb4064cb7a8b7a4ad01802911 |  |  | ADAM-56dd0fec6a0640bc8495ae7600a046e6 | https://www.assets.signify.com/is/content/Signify/b39c3a3900824484bce6ae7600a04b06 |  |  |  |  | ADAM-625d4013b61543c6bdd7aea100a65c4b | https://www.docs.signify.com/assets/ies/ledtube_mas_eu3_16w_g13_2500lm_840-ies.ies | [8 empty] | ADAM-aeab428aba184017a601aeb0008a3d83 | https://www.assets.signify.com/is/content/Signify/7def776a948b42a3a0acaeb0008a3e58 | ADAM-c65c6e99dc3c4e639bb5aefb0111a8f2 | https://www.assets.signify.com/is/content/Signify/fp929003554102-gis-global |  |  |  |  | ADAM-94a3b4c54dd748bbaec6a8a50111bd19 | https://www.assets.signify.com/is/content/PhilipsLighting/073a2e8e138a486cb095a8a50111c027 | ADAM-20171115114431335 | https://www.assets.signify.com/is/content/PhilipsLighting/2110ae85754b40d9a118a82c00b10611 |  |  |  |  | D | 2500 lumen |  | 840 ¦ CCT of 4000K | 80 | 4000 K | 16 W | 156 lm/W | 20000-75000 Hz |  | 2500 lumen | 75000 hour(s) | 16 W | 0.9 |  | 50000 |  | 0.5 s |  | https://www.lighting.philips.com/link/929003554102_EU/prd/aa/en
FP-929003554202 | MAS LEDtube HF 1200mm UO 16W865 T8 | 929003554202 | 2022-02-11 00:00:00 |  |  |  | 160 degree(s) | Tube, double-ended | G13 ROT (Rotating) ¦ Medium Bi-Pin Fluorescent | 6500 K | Cool Daylight |  | <lt/>6 | 28 mm | Yes - Check ballast compatibility | 16 kWh | 70 % |  |  | 1212 mm | 0.5 s |  |  | -20 °C to 45 °C | [9 empty] | Yes | [63 empty] | ADAM-20160303143636833 | https://www.assets.signify.com/is/image/PhilipsLighting/54aee18bf6a94fce80dfa5be00deafc6 | ADAM-cc706f1666ca4fa3abbdaeeb0085cdd3 | https://www.assets.signify.com/is/content/Signify/fp929003554202-pss-global | ADAM-124886 | https://www.assets.signify.com/is/image/PhilipsLighting/e695b58cb4064cb7a8b7a4ad01802911 |  |  | ADAM-56dd0fec6a0640bc8495ae7600a046e6 | https://www.assets.signify.com/is/content/Signify/b39c3a3900824484bce6ae7600a04b06 |  |  |  |  | ADAM-9c6d47a455fd49c0b742aea100a66589 | https://www.docs.signify.com/assets/ies/ledtube_mas_eu3_16w_g13_2500lm_865-ies.ies | [8 empty] | ADAM-1c32fff57c7a435ba0b0aeb0008813d2 | https://www.assets.signify.com/is/content/Signify/40210116d1af40078490aeb000881685 | ADAM-cab5fb5d4f00462798e9af0000aa1a89 | https://www.assets.signify.com/is/content/Signify/fp929003554202-gis-global |  |  |  |  | ADAM-94a3b4c54dd748bbaec6a8a50111bd19 | https://www.assets.signify.com/is/content/PhilipsLighting/073a2e8e138a486cb095a8a50111c027 | ADAM-20171115114431335 | https://www.assets.signify.com/is/content/PhilipsLighting/2110ae85754b40d9a118a82c00b10611 |  |  |  |  | D | 2500 lumen |  | 865 ¦ CCT of 6500K | 80 | 6500 K | 16 W | 156 lm/W | 20000-75000 Hz |  | 2500 lumen | 75000 hour(s) | 16 W | 0.9 |  | 50000 |  | 0.5 s |  | https://www.lighting.philips.com/link/929003554202_EU/prd/aa/en
FP-929003554302 | MAS LEDtube HF 1500mm UO 24W830 T8 | 929003554302 | 2022-02-11 00:00:00 |  |  |  | 160 degree(s) | Tube, double-ended | G13 ROT (Rotating) ¦ Medium Bi-Pin Fluorescent | 3000 K | White (WH) |  | <lt/>6 | 28 mm | Yes - Check ballast compatibility | 24 kWh | 70 % |  |  | 1513 mm | 0.5 s |  |  | -20 °C to 45 °C | [9 empty] | Yes | [63 empty] | ADAM-20160303143636833 | https://www.assets.signify.com/is/image/PhilipsLighting/54aee18bf6a94fce80dfa5be00deafc6 | ADAM-d988794ea47d44488c65aeeb00891b6d | https://www.assets.signify.com/is/content/Signify/fp929003554302-pss-global | ADAM-124886 | https://www.assets.signify.com/is/image/PhilipsLighting/e695b58cb4064cb7a8b7a4ad01802911 |  |  | ADAM-56dd0fec6a0640bc8495ae7600a046e6 | https://www.assets.signify.com/is/content/Signify/b39c3a3900824484bce6ae7600a04b06 |  |  |  |  | ADAM-2dd20b0dbd1848729885aea100a6939f | https://www.docs.signify.com/assets/ies/ledtube_mas_eu3_24w_g13_3500lm_830-ies.ies | [8 empty] | ADAM-13e16071fa3545b59e66aeb00087abb8 | https://www.assets.signify.com/is/content/Signify/c83ee8fd36dc431e88adaeb00087acba | ADAM-b01115813f7c4411a5ecaf0000a6ef0e | https://www.assets.signify.com/is/content/Signify/fp929003554302-gis-global |  |  |  |  | ADAM-94a3b4c54dd748bbaec6a8a50111bd19 | https://www.assets.signify.com/is/content/PhilipsLighting/073a2e8e138a486cb095a8a50111c027 | ADAM-20171115114431335 | https://www.assets.signify.com/is/content/PhilipsLighting/2110ae85754b40d9a118a82c00b10611 |  |  |  |  | D | 3500 lumen |  | 830 ¦ CCT of 3000K | 80 | 3000 K | 24 W | 145 lm/W | 20000-75000 Hz |  | 3500 lumen | 75000 hour(s) | 24 W | 0.9 |  | 50000 |  | 0.5 s |  | https://www.lighting.philips.com/link/929003554302_EU/prd/aa/en
FP-929003554402 | MAS LEDtube HF 1500mm UO 24W840 T8 | 929003554402 | 2022-02-11 00:00:00 |  |  |  | 160 degree(s) | Tube, double-ended | G13 ROT (Rotating) ¦ Medium Bi-Pin Fluorescent | 4000 K | Cool White (CW) |  | <lt/>6 | 28 mm | Yes - Check ballast compatibility | 24 kWh | 70 % |  |  | 1513 mm | 0.5 s |  |  | -20 °C to 45 °C | [9 empty] | Yes | [63 empty] | ADAM-20160303143636833 | https://www.assets.signify.com/is/image/PhilipsLighting/54aee18bf6a94fce80dfa5be00deafc6 | ADAM-92af5d28142342cfb8dbaeec014682e6 | https://www.assets.signify.com/is/content/Signify/fp929003554402-pss-global | ADAM-124886 | https://www.assets.signify.com/is/image/PhilipsLighting/e695b58cb4064cb7a8b7a4ad01802911 |  |  | ADAM-56dd0fec6a0640bc8495ae7600a046e6 | https://www.assets.signify.com/is/content/Signify/b39c3a3900824484bce6ae7600a04b06 |  |  |  |  | ADAM-c43e3034d44b4a9fab99aea100a68167 | https://www.docs.signify.com/assets/ies/ledtube_mas_eu3_24w_g13_3700lm_840-ies.ies | [8 empty] | ADAM-fac1997ee8c2449083c9aeb000897fc4 | https://www.assets.signify.com/is/content/Signify/83f36a509e2f439eb060aeb0008980b7 | ADAM-8ec443e55e57451a9e2aaefb0111dcba | https://www.assets.signify.com/is/content/Signify/fp929003554402-gis-global |  |  |  |  | ADAM-94a3b4c54dd748bbaec6a8a50111bd19 | https://www.assets.signify.com/is/content/PhilipsLighting/073a2e8e138a486cb095a8a50111c027 | ADAM-20171115114431335 | https://www.assets.signify.com/is/content/PhilipsLighting/2110ae85754b40d9a118a82c00b10611 |  |  |  |  | D | 3700 lumen |  | 840 ¦ CCT of 4000K | 80 | 4000 K | 24 W | 154 lm/W | 20000-75000 Hz |  | 3700 lumen | 75000 hour(s) | 24 W | 0.9 |  | 50000 |  | 0.5 s |  | https://www.lighting.philips.com/link/929003554402_EU/prd/aa/en
FP-929003554502 | MAS LEDtube HF 1500mm UO 24W865 T8 | 929003554502 | 2022-02-11 00:00:00 |  |  |  | 160 degree(s) | Tube, double-ended | G13 ROT (Rotating) ¦ Medium Bi-Pin Fluorescent | 6500 K | Cool Daylight |  | <lt/>6 | 28 mm | Yes - Check ballast compatibility | 24 kWh | 70 % |  |  | 1513 mm | 0.5 s |  |  | -20 °C to 45 °C | [9 empty] | Yes | [63 empty] | ADAM-20160303143636833 | https://www.assets.signify.com/is/image/PhilipsLighting/54aee18bf6a94fce80dfa5be00deafc6 | ADAM-ab6e83c9501645a5850aaeec0140ce26 | https://www.assets.signify.com/is/content/Signify/fp929003554502-pss-global | ADAM-124886 | https://www.assets.signify.com/is/image/PhilipsLighting/e695b58cb4064cb7a8b7a4ad01802911 |  |  | ADAM-56dd0fec6a0640bc8495ae7600a046e6 | https://www.assets.signify.com/is/content/Signify/b39c3a3900824484bce6ae7600a04b06 |  |  |  |  | ADAM-c125e58bee534ccfa653aea100a68b12 | https://www.docs.signify.com/assets/ies/ledtube_mas_eu3_24w_g13_3700lm_865-ies.ies | [8 empty] | ADAM-79951d79e0c74defadb4aeb0008a76a7 | https://www.assets.signify.com/is/content/Signify/3c8f7eacfc734f6182f5aeb0008a7788 | ADAM-08e9d3a2de7b4eb69177af0000a8c258 | https://www.assets.signify.com/is/content/Signify/fp929003554502-gis-global |  |  |  |  | ADAM-94a3b4c54dd748bbaec6a8a50111bd19 | https://www.assets.signify.com/is/content/PhilipsLighting/073a2e8e138a486cb095a8a50111c027 | ADAM-20171115114431335 | https://www.assets.signify.com/is/content/PhilipsLighting/2110ae85754b40d9a118a82c00b10611 |  |  |  |  | D | 3700 lumen |  | 865 ¦ CCT of 6500K | 80 | 6500 K | 24 W | 154 lm/W | 20000-75000 Hz |  | 3700 lumen | 75000 hour(s) | 24 W | 0.9 |  | 50000 |  | 0.5 s |  | https://www.lighting.philips.com/link/929003554502_EU/prd/aa/en
FP-929003576302 | CorePro LED PLT HF 6.5W 830 4P GX24q-2 | 929003576302 | 2022-05-16 00:00:00 |  |  |  | 120 degree(s) | Tube, single-ended | GX24Q-2 ¦ GX24q-2 | 3000 K | White (WH) |  | <lt/>6 | 42 mm | No | 7 kWh | 70 % |  |  | 119 mm | 0.5 s |  |  | -20 °C to 35 °C | [9 empty] | Yes | [63 empty] | ADAM-41ffb9265236418eb44faf5600a86913 | https://www.assets.signify.com/is/image/Signify/c080603a7ce6413ebdaeaf5600a86a3f | ADAM-c4f9c81c52e04e63b914af90001981df | https://www.assets.signify.com/is/content/Signify/fp929003576302-pss-global | ADAM-23d8639614b741f28859af5600a86503 | https://www.assets.signify.com/is/image/Signify/50350e7ab0d146a2979caf5600a867f6 |  |  | ADAM-1b068341b354405ba986afb100d59e8d | https://www.assets.signify.com/is/content/Signify/cf6dd14d2a644b0bbf1fafb100d59fb3 |  |  |  |  | ADAM-3766415646b749b3be38af5600a86df5 | https://www.docs.signify.com/assets/ies/ledtube_cor_plt_6%2c5w_gx24q2_720lm_830-ies.ies | [8 empty] | ADAM-f2c77147050242d6ac69af6a0095bb54 | https://www.assets.signify.com/is/content/Signify/d978e2af01b4442f8d60af6a0095be17 | ADAM-bd9da1f6da08402aa30eafa80106599f | https://www.assets.signify.com/is/content/Signify/fp929003576302-gis-global |  |  |  |  | ADAM-bc64fa1e23cb45498637afbe00a9578b;ADAM-171c94cc0e5d424a9166b03f00bbe632 | https://www.assets.signify.com/is/content/Signify/2a04269657964644bc7dafbe00a95788;https://www.assets.signify.com/is/image/Signify/4f331758701f4d1fbbf4b03f00bbecc3 | [6 empty] | F | 720 lumen |  | 830 ¦ CCT of 3000K | 82 | 3000 K | 6.5 W | 110 lm/W | 20K-80K Hz |  | 720 lumen | 30000 hour(s) | 6.5 W | 0.9 |  | 200000 |  | 0.5 s |  | https://www.lighting.philips.com/link/929003576302_EU/prd/aa/en
FP-929003576402 | CorePro LED PLT HF 6.5W 840 4P GX24q-2 | 929003576402 | 2022-05-16 00:00:00 |  |  |  | 120 degree(s) | Tube, single-ended | GX24Q-2 ¦ GX24q-2 | 4000 K | Cool White (CW) |  | <lt/>6 | 42 mm | No | 7 kWh | 70 % |  |  | 119 mm | 0.5 s |  |  | -20 °C to 35 °C | [9 empty] | Yes | [63 empty] | ADAM-41ffb9265236418eb44faf5600a86913 | https://www.assets.signify.com/is/image/Signify/c080603a7ce6413ebdaeaf5600a86a3f | ADAM-62c2e4d6dfbd4ddebefdaf9000188af4 | https://www.assets.signify.com/is/content/Signify/fp929003576402-pss-global | ADAM-23d8639614b741f28859af5600a86503 | https://www.assets.signify.com/is/image/Signify/50350e7ab0d146a2979caf5600a867f6 |  |  | ADAM-1b068341b354405ba986afb100d59e8d | https://www.assets.signify.com/is/content/Signify/cf6dd14d2a644b0bbf1fafb100d59fb3 |  |  |  |  | ADAM-c3b7eae98cbf49338d80af5600a8783d | https://www.docs.signify.com/assets/ies/ledtube_cor_plt_6%2c5w_gx24q2_800lm_840-ies.ies | [8 empty] | ADAM-6863d7fa12a2405d88b4af6a0095f9ce | https://www.assets.signify.com/is/content/Signify/f5cd4c3e71f74cf28ed8af6a0095fa91 | ADAM-63ef517421dd4e958066afa80105f35b | https://www.assets.signify.com/is/content/Signify/fp929003576402-gis-global |  |  |  |  | ADAM-bc64fa1e23cb45498637afbe00a9578b;ADAM-171c94cc0e5d424a9166b03f00bbe632 | https://www.assets.signify.com/is/content/Signify/2a04269657964644bc7dafbe00a95788;https://www.assets.signify.com/is/image/Signify/4f331758701f4d1fbbf4b03f00bbecc3 | [6 empty] | E | 800 lumen |  | 840 ¦ CCT of 4000K | 82 | 4000 K | 6.5 W | 123 lm/W | 20K-80K Hz |  | 800 lumen | 30000 hour(s) | 6.5 W | 0.9 |  | 200000 |  | 0.5 s |  | https://www.lighting.philips.com/link/929003576402_EU/prd/aa/en
FP-929003576502 | CorePro LED PLT HF 9W 830 4P GX24q-3 | 929003576502 | 2022-05-16 00:00:00 |  |  |  | 120 degree(s) | Tube, single-ended | GX24Q-3 ¦ GX24q-3 | 3000 K | White (WH) |  | <lt/>6 | 42 mm | No | 9 kWh | 70 % |  |  | 142 mm | 0.5 s |  |  | -20 °C to 35 °C | [9 empty] | Yes | [63 empty] | ADAM-75e330df4a1b409b82f7af5600a87f0d | https://www.assets.signify.com/is/image/Signify/b03499bd503d4d2e9323af5600a8800b | ADAM-d0ebb61e4832478aaa73af90001882fd | https://www.assets.signify.com/is/content/Signify/fp929003576502-pss-global | ADAM-1a95b998729f446aa7d1af5600a87d6b | https://www.assets.signify.com/is/image/Signify/b52d4d6386fc4207b350af5600a87e41 |  |  | ADAM-1b068341b354405ba986afb100d59e8d | https://www.assets.signify.com/is/content/Signify/cf6dd14d2a644b0bbf1fafb100d59fb3 |  |  |  |  | ADAM-e7c31fe1bfdf49b3b4d0af5600a8853d | https://www.docs.signify.com/assets/ies/ledtube_cor_plt_9w_gx24q3_990lm_830-ies.ies | [8 empty] | ADAM-b0eac335a8714e4182f6af6a00963b95 | https://www.assets.signify.com/is/content/Signify/b145a624c2534a09819aaf6a00963e7a | ADAM-374201a559d642648456afa80106d79e | https://www.assets.signify.com/is/content/Signify/fp929003576502-gis-global |  |  |  |  | ADAM-bc64fa1e23cb45498637afbe00a9578b;ADAM-171c94cc0e5d424a9166b03f00bbe632 | https://www.assets.signify.com/is/content/Signify/2a04269657964644bc7dafbe00a95788;https://www.assets.signify.com/is/image/Signify/4f331758701f4d1fbbf4b03f00bbecc3 | [6 empty] | F | 990 lumen |  | 830 ¦ CCT of 3000K | 82 | 3000 K | 9 W | 110 lm/W | 20K-80K Hz |  | 990 lumen | 30000 hour(s) | 9 W | 0.9 |  | 200000 |  | 0.5 s |  | https://www.lighting.philips.com/link/929003576502_EU/prd/aa/en
FP-929003576602 | CorePro LED PLT HF 9W 840 4P GX24q-3 | 929003576602 | 2022-05-16 00:00:00 |  |  |  | 120 degree(s) | Tube, single-ended | GX24Q-3 ¦ GX24q-3 | 4000 K | Cool White (CW) |  | <lt/>6 | 42 mm | No | 9 kWh | 70 % |  |  | 142 mm | 0.5 s |  |  | -20 °C to 35 °C | [9 empty] | Yes | [63 empty] | ADAM-75e330df4a1b409b82f7af5600a87f0d | https://www.assets.signify.com/is/image/Signify/b03499bd503d4d2e9323af5600a8800b | ADAM-a5ec4401edd7439db7afaf900018b1af | https://www.assets.signify.com/is/content/Signify/fp929003576602-pss-global | ADAM-1a95b998729f446aa7d1af5600a87d6b | https://www.assets.signify.com/is/image/Signify/b52d4d6386fc4207b350af5600a87e41 |  |  | ADAM-1b068341b354405ba986afb100d59e8d | https://www.assets.signify.com/is/content/Signify/cf6dd14d2a644b0bbf1fafb100d59fb3 |  |  |  |  | ADAM-284c51c0fa8b45df9886af5600a891b8 | https://www.docs.signify.com/assets/ies/ledtube_cor_plt_9w_gx24q3_1100lm_840-ies.ies | [8 empty] | ADAM-ac7a5de5c72343c787beaf6a00967212 | https://www.assets.signify.com/is/content/Signify/36499b48f73243518ab2af6a009672df | ADAM-4d9f235880c345d1b9afafa8010636ea | https://www.assets.signify.com/is/content/Signify/fp929003576602-gis-global |  |  |  |  | ADAM-bc64fa1e23cb45498637afbe00a9578b;ADAM-171c94cc0e5d424a9166b03f00bbe632 | https://www.assets.signify.com/is/content/Signify/2a04269657964644bc7dafbe00a95788;https://www.assets.signify.com/is/image/Signify/4f331758701f4d1fbbf4b03f00bbecc3 | [6 empty] | E | 1100 lumen |  | 840 ¦ CCT of 4000K | 82 | 4000 K | 9 W | 122 lm/W | 20K-80K Hz |  | 1100 lumen | 30000 hour(s) | 9 W | 0.9 |  | 200000 |  | 0.5 s |  | https://www.lighting.philips.com/link/929003576602_EU/prd/aa/en
FP-929003576702 | CorePro LED PLT HF 15W 830 4P GX24q-3 | 929003576702 | 2022-05-16 00:00:00 |  |  |  | 120 degree(s) | Tube, single-ended | GX24Q-3 ¦ GX24q-3 | 3000 K | White (WH) |  | <lt/>6 | 42 mm | No | 15 kWh | 70 % |  |  | 156 mm | 0.5 s |  |  | -20 °C to 35 °C | [9 empty] | Yes | [63 empty] | ADAM-0b275f21527447cfbbe6af5600a898f5 | https://www.assets.signify.com/is/image/Signify/49f375460df64360b5c8af5600a89a88 | ADAM-31a56f8a2dfb458ca442af9000188775 | https://www.assets.signify.com/is/content/Signify/fp929003576702-pss-global | ADAM-49f03dbb9f6849918079af5600a89789 | https://www.assets.signify.com/is/image/Signify/c0011f4889934c4f9e51af5600a8983e |  |  | ADAM-1b068341b354405ba986afb100d59e8d | https://www.assets.signify.com/is/content/Signify/cf6dd14d2a644b0bbf1fafb100d59fb3 |  |  |  |  | ADAM-bddb1eb716c443b0894faf5600a89db3 | https://www.docs.signify.com/assets/ies/ledtube_cor_plt_15w_gx24q3_1620lm_830-ies.ies | [8 empty] | ADAM-c936592abbe34be5a49baf6a0096a95c | https://www.assets.signify.com/is/content/Signify/c51dffb0256c4afc8decaf6a0096aa70 | ADAM-02afc878763347dcbfd3afa8010682ef | https://www.assets.signify.com/is/content/Signify/fp929003576702-gis-global |  |  |  |  | ADAM-bc64fa1e23cb45498637afbe00a9578b;ADAM-171c94cc0e5d424a9166b03f00bbe632 | https://www.assets.signify.com/is/content/Signify/2a04269657964644bc7dafbe00a95788;https://www.assets.signify.com/is/image/Signify/4f331758701f4d1fbbf4b03f00bbecc3 | [6 empty] | F | 1620 lumen |  | 830 ¦ CCT of 3000K | 82 | 3000 K | 15 W | 108 lm/W | 20K-80K Hz |  | 1620 lumen | 30000 hour(s) | 15 W | 0.9 |  | 200000 |  | 0.5 s |  | https://www.lighting.philips.com/link/929003576702_EU/prd/aa/en
FP-929003576802 | CorePro LED PLT HF 15W 840 4P GX24q-3 | 929003576802 | 2022-05-16 00:00:00 |  |  |  | 120 degree(s) | Tube, single-ended | GX24Q-3 ¦ GX24q-3 | 4000 K | Cool White (CW) |  | <lt/>6 | 42 mm | No | 15 kWh | 70 % |  |  | 156 mm | 0.5 s |  |  | -20 °C to 35 °C | [9 empty] | Yes | [63 empty] | ADAM-0b275f21527447cfbbe6af5600a898f5 | https://www.assets.signify.com/is/image/Signify/49f375460df64360b5c8af5600a89a88 | ADAM-365c23b212334b629fecaf90001ab236 | https://www.assets.signify.com/is/content/Signify/fp929003576802-pss-global | ADAM-49f03dbb9f6849918079af5600a89789 | https://www.assets.signify.com/is/image/Signify/c0011f4889934c4f9e51af5600a8983e |  |  | ADAM-1b068341b354405ba986afb100d59e8d | https://www.assets.signify.com/is/content/Signify/cf6dd14d2a644b0bbf1fafb100d59fb3 |  |  |  |  | ADAM-3167641b1e1e4de1a9a8af5600a8a8e7 | https://www.docs.signify.com/assets/ies/ledtube_cor_plt_15w_gx24q3_1800lm_840-ies.ies | [8 empty] | ADAM-5ea003740b684ba89f45af6a0096f1d3 | https://www.assets.signify.com/is/content/Signify/a281bf7dbe16439caa94af6a0096f363 | ADAM-ea7061d564a6409e8c17afa801067ef6 | https://www.assets.signify.com/is/content/Signify/fp929003576802-gis-global |  |  |  |  | ADAM-bc64fa1e23cb45498637afbe00a9578b;ADAM-171c94cc0e5d424a9166b03f00bbe632 | https://www.assets.signify.com/is/content/Signify/2a04269657964644bc7dafbe00a95788;https://www.assets.signify.com/is/image/Signify/4f331758701f4d1fbbf4b03f00bbecc3 | [6 empty] | E | 1800 lumen |  | 840 ¦ CCT of 4000K | 82 | 4000 K | 15 W | 120 lm/W | 20K-80K Hz |  | 1800 lumen | 30000 hour(s) | 15 W | 0.9 |  | 200000 |  | 0.5 s |  | https://www.lighting.philips.com/link/929003576802_EU/prd/aa/en
FP-929003576902 | CorePro LED PLT HF 18.5W 830 4P GX24q-4 | 929003576902 | 2022-05-16 00:00:00 |  |  |  | 120 degree(s) | Tube, single-ended | GX24Q-4 ¦ GX24q-4 | 3000 K | White (WH) |  | <lt/>6 | 42 mm | No | 19 kWh | 70 % |  |  | 166 mm | 0.5 s |  |  | -20 °C to 35 °C | [9 empty] | Yes | [63 empty] | ADAM-a018a95eee9f4b91a97aaf5600a8b00d | https://www.assets.signify.com/is/image/Signify/ea3c497c03d947ce9d8daf5600a8b1fe | ADAM-582c107982fc4105a327af90001b4a7b | https://www.assets.signify.com/is/content/Signify/fp929003576902-pss-global | ADAM-5fc24fb844534240bbb8af5600a8ae0c | https://www.assets.signify.com/is/image/Signify/df42e5f7786c46ba9275af5600a8af1c |  |  | ADAM-1b068341b354405ba986afb100d59e8d | https://www.assets.signify.com/is/content/Signify/cf6dd14d2a644b0bbf1fafb100d59fb3 |  |  |  |  | ADAM-c4669a64bed645e993caaf6d00e6e60b | https://www.docs.signify.com/assets/ies/ledtube_cor_plt_18%2c5w_gx24q4_2100lm_830-ies.ies | [8 empty] | ADAM-a2ec090e0caa45108b6baf6a0097247e | https://www.assets.signify.com/is/content/Signify/878a91f73c3d49a0befaaf6a00972550 | ADAM-578ff430c7194cee9e3dafa801063181 | https://www.assets.signify.com/is/content/Signify/fp929003576902-gis-global |  |  |  |  | ADAM-bc64fa1e23cb45498637afbe00a9578b;ADAM-171c94cc0e5d424a9166b03f00bbe632 | https://www.assets.signify.com/is/content/Signify/2a04269657964644bc7dafbe00a95788;https://www.assets.signify.com/is/image/Signify/4f331758701f4d1fbbf4b03f00bbecc3 | [6 empty] | F | 2100 lumen |  | 830 ¦ CCT of 3000K | 82 | 3000 K | 18.5 W | 113 lm/W | 20K-80K Hz |  | 2100 lumen | 30000 hour(s) | 18.5 W | 0.9 |  | 200000 |  | 0.5 s |  | https://www.lighting.philips.com/link/929003576902_EU/prd/aa/en
FP-929003577002 | CorePro LED PLT HF 18.5W 840 4P GX24q-4 | 929003577002 | 2022-05-16 00:00:00 |  |  |  | 120 degree(s) | Tube, single-ended | GX24Q-4 ¦ GX24q-4 | 4000 K | Cool White (CW) |  | <lt/>6 | 42 mm | No | 19 kWh | 70 % |  |  | 166 mm | 0.5 s |  |  | -20 °C to 35 °C | [9 empty] | Yes | [63 empty] | ADAM-a018a95eee9f4b91a97aaf5600a8b00d | https://www.assets.signify.com/is/image/Signify/ea3c497c03d947ce9d8daf5600a8b1fe | ADAM-fd9adae0acec4153a05faf900017d9ae | https://www.assets.signify.com/is/content/Signify/fp929003577002-pss-global | ADAM-5fc24fb844534240bbb8af5600a8ae0c | https://www.assets.signify.com/is/image/Signify/df42e5f7786c46ba9275af5600a8af1c |  |  | ADAM-1b068341b354405ba986afb100d59e8d | https://www.assets.signify.com/is/content/Signify/cf6dd14d2a644b0bbf1fafb100d59fb3 |  |  |  |  | ADAM-39894358e1744a98a382af5600a8c7a0 | https://www.docs.signify.com/assets/ies/ledtube_cor_plt_18%2c5w_gx24q4_2250lm_840-ies.ies | [8 empty] | ADAM-00ad16cb1b434eeba276af6a00976ac2 | https://www.assets.signify.com/is/content/Signify/56fa8a4c2ebe491e96bbaf6a00976b80 | ADAM-2a5df422a908444d8577afa801063baa | https://www.assets.signify.com/is/content/Signify/fp929003577002-gis-global |  |  |  |  | ADAM-bc64fa1e23cb45498637afbe00a9578b;ADAM-171c94cc0e5d424a9166b03f00bbe632 | https://www.assets.signify.com/is/content/Signify/2a04269657964644bc7dafbe00a95788;https://www.assets.signify.com/is/image/Signify/4f331758701f4d1fbbf4b03f00bbecc3 | [6 empty] | E | 2250 lumen |  | 840 ¦ CCT of 4000K | 82 | 4000 K | 18.5 W | 121 lm/W | 20K-80K Hz |  | 2250 lumen | 30000 hour(s) | 18.5 W | 0.9 |  | 200000 |  | 0.5 s |  | https://www.lighting.philips.com/link/929003577002_EU/prd/aa/en
FP-929003577132 | CorePro LEDtube 600mm 8W 830 T8 | 929003577132 | 2022-05-11 00:00:00 |  |  |  | 240 degree(s) | Tube, double-ended | G13 ¦ Medium Bi-Pin Fluorescent | 3000 K | White (WH) | 46 mA | <lt/>6 | 28 mm | No | 8 kWh | 70 % |  |  | 604 mm | 0.5 s |  |  | -20 °C to 45 °C | [73 empty] | ADAM-8a58b8f7f5c94ddbb3f2a8ea0066fb51 | https://www.assets.signify.com/is/image/PhilipsLighting/9fe3551c78e84303a879a8ea006700fc | ADAM-c2ccda595eda427fb6afaf2b00819ab7 | https://www.assets.signify.com/is/content/Signify/fp929003577132-pss-global | ADAM-86628791d2204d19b3b1a94c008df148 | https://www.assets.signify.com/is/image/PhilipsLighting/101a41e0f7dd446bb6cca94c008df58a |  |  | ADAM-269f582b68ed405d8c7eadc501500b44 | https://www.assets.signify.com/is/content/Signify/123bbd0a42c8464dbff3adc5015011a9 |  |  |  |  | ADAM-768dc244f25c407484c5aedf00d5dcbe | https://www.docs.signify.com/assets/ies/ledtube_cor_eu3_8w_g13_750lm_830-ies.ies | [8 empty] | ADAM-13a18916d498421c9099af8f009eab91 | https://www.assets.signify.com/is/content/Signify/3270a6915c66407298d3af8f009eac87 | ADAM-3fe5321708e54644bc93af7700db521a | https://www.assets.signify.com/is/content/Signify/fp929003577132-gis-global |  |  |  |  | ADAM-2ece555efbbf4aefbb3caf18008818e3;ADAM-a1cdb678d3df489e9862ae240109653e | https://www.assets.signify.com/is/content/Signify/e2eb215900ac42b5a6fbaf180088204b;https://www.assets.signify.com/is/image/Signify/c76c8432eef941bebc2fae240109686e | ADAM-dd5b1cb345fa4da8bcdcaf32007fbb42;ADAM-fb489b9de7894bf9bca0afdc006fe424;ADAM-51b7379269e54f909965afdc006fee1f | https://www.assets.signify.com/is/content/Signify/31ac9375c9ba48fe9dadaf32007fc97e;https://www.assets.signify.com/is/content/Signify/af9b2867d9e9416cb8bfafdc006fe413;https://www.assets.signify.com/is/content/Signify/0bf04182e1cc4a3ca333afdc006fee18 |  |  |  |  | F | 750 lumen |  | 830 ¦ CCT of 3000K | 80 | 3000 K | 8 W | 93 lm/W | 50 to 60 Hz |  | 750 lumen | 50000 hour(s) | 8 W | 0.9 |  | 200000 |  | 0.5 s |  | https://www.lighting.philips.com/link/929003577132_EU/prd/aa/en
FP-929003577232 | CorePro LEDtube 1200mm 15.5W 830 T8 | 929003577232 | 2022-05-11 00:00:00 |  |  |  | 240 degree(s) | Tube, double-ended | G13 ¦ Medium Bi-Pin Fluorescent | 3000 K | White (WH) | 84 mA | <lt/>6 | 28 mm | No | 16 kWh | 70 % |  |  | 1214 mm | 0.5 s |  |  | -20 °C to 45 °C | [73 empty] | ADAM-8a58b8f7f5c94ddbb3f2a8ea0066fb51 | https://www.assets.signify.com/is/image/PhilipsLighting/9fe3551c78e84303a879a8ea006700fc | ADAM-6b61117b0e9b4870a474af2b005fbd71 | https://www.assets.signify.com/is/content/Signify/fp929003577232-pss-global | ADAM-86628791d2204d19b3b1a94c008df148 | https://www.assets.signify.com/is/image/PhilipsLighting/101a41e0f7dd446bb6cca94c008df58a |  |  | ADAM-269f582b68ed405d8c7eadc501500b44 | https://www.assets.signify.com/is/content/Signify/123bbd0a42c8464dbff3adc5015011a9 |  |  |  |  | ADAM-e4b2fb4562e845f1b359aedf00d5e129 | https://www.docs.signify.com/assets/ies/ledtube_cor_eu3_15%2c5w_g13_1700lm_830-ies.ies | [8 empty] | ADAM-6feb9cd2f03a4bb296bdaf8f009dd54d | https://www.assets.signify.com/is/content/Signify/a7b6e9ea9d3d4c60901aaf8f009dd692 | ADAM-cdd9c8cb94f342918a26af7700db3a82 | https://www.assets.signify.com/is/content/Signify/fp929003577232-gis-global |  |  |  |  | ADAM-2ece555efbbf4aefbb3caf18008818e3;ADAM-a1cdb678d3df489e9862ae240109653e | https://www.assets.signify.com/is/content/Signify/e2eb215900ac42b5a6fbaf180088204b;https://www.assets.signify.com/is/image/Signify/c76c8432eef941bebc2fae240109686e | ADAM-dd5b1cb345fa4da8bcdcaf32007fbb42;ADAM-fb489b9de7894bf9bca0afdc006fe424;ADAM-51b7379269e54f909965afdc006fee1f | https://www.assets.signify.com/is/content/Signify/31ac9375c9ba48fe9dadaf32007fc97e;https://www.assets.signify.com/is/content/Signify/af9b2867d9e9416cb8bfafdc006fe413;https://www.assets.signify.com/is/content/Signify/0bf04182e1cc4a3ca333afdc006fee18 |  |  |  |  | F | 1700 lumen |  | 830 ¦ CCT of 3000K | 80 | 3000 K | 15.5 W | 109 lm/W | 50 to 60 Hz |  | 1700 lumen | 50000 hour(s) | 15.5 W | 0.9 |  | 200000 |  | 0.5 s |  | https://www.lighting.philips.com/link/929003577232_EU/prd/aa/en
FP-929003577332 | CorePro LEDtube 1500mm 20W 830 T8 | 929003577332 | 2022-05-11 00:00:00 |  |  |  | 240 degree(s) | Tube, double-ended | G13 ¦ Medium Bi-Pin Fluorescent | 3000 K | White (WH) | 105 mA | <lt/>6 | 28 mm | No | 20 kWh | 70 % |  |  | 1514 mm | 0.5 s |  |  | -20 °C to 45 °C | [73 empty] | ADAM-8a58b8f7f5c94ddbb3f2a8ea0066fb51 | https://www.assets.signify.com/is/image/PhilipsLighting/9fe3551c78e84303a879a8ea006700fc | ADAM-accde7d41f7046368306af2b0080f468 | https://www.assets.signify.com/is/content/Signify/fp929003577332-pss-global | ADAM-86628791d2204d19b3b1a94c008df148 | https://www.assets.signify.com/is/image/PhilipsLighting/101a41e0f7dd446bb6cca94c008df58a |  |  | ADAM-269f582b68ed405d8c7eadc501500b44 | https://www.assets.signify.com/is/content/Signify/123bbd0a42c8464dbff3adc5015011a9 |  |  |  |  | ADAM-275274eff07d45f591eaaedf00d5e73b | https://www.docs.signify.com/assets/ies/ledtube_cor_eu3_20w_g13_2050lm_830-ies.ies | [8 empty] | ADAM-fc1bbaacdc1f4946b770af8f009fbef7 | https://www.assets.signify.com/is/content/Signify/4ca625b5598d42ee84f6af8f009fbfc4 | ADAM-1afb003fa6e84ef0a509af7700db3e08 | https://www.assets.signify.com/is/content/Signify/fp929003577332-gis-global |  |  |  |  | ADAM-2ece555efbbf4aefbb3caf18008818e3;ADAM-a1cdb678d3df489e9862ae240109653e | https://www.assets.signify.com/is/content/Signify/e2eb215900ac42b5a6fbaf180088204b;https://www.assets.signify.com/is/image/Signify/c76c8432eef941bebc2fae240109686e | ADAM-dd5b1cb345fa4da8bcdcaf32007fbb42;ADAM-fb489b9de7894bf9bca0afdc006fe424;ADAM-51b7379269e54f909965afdc006fee1f | https://www.assets.signify.com/is/content/Signify/31ac9375c9ba48fe9dadaf32007fc97e;https://www.assets.signify.com/is/content/Signify/af9b2867d9e9416cb8bfafdc006fe413;https://www.assets.signify.com/is/content/Signify/0bf04182e1cc4a3ca333afdc006fee18 |  |  |  |  | F | 2050 lumen |  | 830 ¦ CCT of 3000K | 80 | 3000 K | 20 W | 102 lm/W | 50 to 60 Hz |  | 2050 lumen | 50000 hour(s) | 20 W | 0.9 |  | 200000 |  | 0.5 s |  | https://www.lighting.philips.com/link/929003577332_EU/prd/aa/en
FP-929003577402 | CorePro LEDtube 600mm HO 8W 830 T8 | 929003577402 | 2022-05-11 00:00:00 |  |  |  | 240 degree(s) | Tube, double-ended | G13 ¦ Medium Bi-Pin Fluorescent | 3000 K | White (WH) | 42 mA | <lt/>6 | 28 mm | No | 8 kWh | 70 % |  |  | 604 mm | 0.5 s |  |  | -20 °C to 45 °C | [73 empty] | ADAM-8a58b8f7f5c94ddbb3f2a8ea0066fb51 | https://www.assets.signify.com/is/image/PhilipsLighting/9fe3551c78e84303a879a8ea006700fc | ADAM-112e8848742e49409d2caf2b0073b30e | https://www.assets.signify.com/is/content/Signify/fp929003577402-pss-global | ADAM-86628791d2204d19b3b1a94c008df148 | https://www.assets.signify.com/is/image/PhilipsLighting/101a41e0f7dd446bb6cca94c008df58a |  |  | ADAM-269f582b68ed405d8c7eadc501500b44 | https://www.assets.signify.com/is/content/Signify/123bbd0a42c8464dbff3adc5015011a9 |  |  |  |  | ADAM-5e03ca65bd424228bd2caedf00d5f1b5 | https://www.docs.signify.com/assets/ies/ledtube_cor_eu3_8w_g13_850lm_830-ies.ies | [8 empty] | ADAM-b68f14c836e449c2aa3faf8f009f0339 | https://www.assets.signify.com/is/content/Signify/86c8c059fe8d4417a61daf8f009f040f | ADAM-923236af5bba457e85cfaf7700db579a | https://www.assets.signify.com/is/content/Signify/fp929003577402-gis-global |  |  |  |  | ADAM-2ece555efbbf4aefbb3caf18008818e3;ADAM-a1cdb678d3df489e9862ae240109653e | https://www.assets.signify.com/is/content/Signify/e2eb215900ac42b5a6fbaf180088204b;https://www.assets.signify.com/is/image/Signify/c76c8432eef941bebc2fae240109686e | ADAM-dd5b1cb345fa4da8bcdcaf32007fbb42;ADAM-fb489b9de7894bf9bca0afdc006fe424;ADAM-51b7379269e54f909965afdc006fee1f | https://www.assets.signify.com/is/content/Signify/31ac9375c9ba48fe9dadaf32007fc97e;https://www.assets.signify.com/is/content/Signify/af9b2867d9e9416cb8bfafdc006fe413;https://www.assets.signify.com/is/content/Signify/0bf04182e1cc4a3ca333afdc006fee18 |  |  |  |  | F | 850 lumen |  | 830 ¦ CCT of 3000K | 80 | 3000 K | 8 W | 106 lm/W | 50 to 60 Hz |  | 850 lumen | 50000 hour(s) | 8 W | 0.9 |  | 200000 |  | 0.5 s |  | https://www.lighting.philips.com/link/929003577402_EU/prd/aa/en
FP-929003577532 | CorePro LEDtube 1200mm HO 18W 830 T8 | 929003577532 | 2022-05-11 00:00:00 |  |  |  | 240 degree(s) | Tube, double-ended | G13 ¦ Medium Bi-Pin Fluorescent | 3000 K | White (WH) | 90 mA | <lt/>6 | 28 mm | No | 18 kWh | 70 % |  |  | 1214 mm | 0.5 s |  |  | -20 °C to 45 °C | [73 empty] | ADAM-8a58b8f7f5c94ddbb3f2a8ea0066fb51 | https://www.assets.signify.com/is/image/PhilipsLighting/9fe3551c78e84303a879a8ea006700fc | ADAM-1015070e542841feb934af2b00897b84 | https://www.assets.signify.com/is/content/Signify/fp929003577532-pss-global | ADAM-86628791d2204d19b3b1a94c008df148 | https://www.assets.signify.com/is/image/PhilipsLighting/101a41e0f7dd446bb6cca94c008df58a |  |  | ADAM-269f582b68ed405d8c7eadc501500b44 | https://www.assets.signify.com/is/content/Signify/123bbd0a42c8464dbff3adc5015011a9 |  |  |  |  | ADAM-9091833f851b4462b8d9aedf00d5fee4 | https://www.docs.signify.com/assets/ies/ledtube_cor_eu3_18w_g13_1850lm_830-ies.ies | [8 empty] | ADAM-77f2a0458e7f4cdabe25af8f009d83f5 | https://www.assets.signify.com/is/content/Signify/48b4be15e7644340bd98af8f009d84e2 | ADAM-7b34d3f1af4845bfb289af7700db5bb8 | https://www.assets.signify.com/is/content/Signify/fp929003577532-gis-global |  |  |  |  | ADAM-2ece555efbbf4aefbb3caf18008818e3;ADAM-a1cdb678d3df489e9862ae240109653e | https://www.assets.signify.com/is/content/Signify/e2eb215900ac42b5a6fbaf180088204b;https://www.assets.signify.com/is/image/Signify/c76c8432eef941bebc2fae240109686e | ADAM-dd5b1cb345fa4da8bcdcaf32007fbb42;ADAM-fb489b9de7894bf9bca0afdc006fe424;ADAM-51b7379269e54f909965afdc006fee1f | https://www.assets.signify.com/is/content/Signify/31ac9375c9ba48fe9dadaf32007fc97e;https://www.assets.signify.com/is/content/Signify/af9b2867d9e9416cb8bfafdc006fe413;https://www.assets.signify.com/is/content/Signify/0bf04182e1cc4a3ca333afdc006fee18 |  |  |  |  | F | 1850 lumen |  | 830 ¦ CCT of 3000K | 80 | 3000 K | 18 W | 102 lm/W | 50 to 60 Hz |  | 1850 lumen | 50000 hour(s) | 18 W | 0.9 |  | 200000 |  | 0.5 s |  | https://www.lighting.philips.com/link/929003577532_EU/prd/aa/en
FP-929003577632 | CorePro LEDtube 1500mm HO 24W 830 T8 | 929003577632 | 2022-05-11 00:00:00 |  |  |  | 240 degree(s) | Tube, double-ended | G13 ¦ Medium Bi-Pin Fluorescent | 3000 K | White (WH) | 120 mA | <lt/>6 | 28 mm | No | 24 kWh | 70 % |  |  | 1514 mm | 0.5 s |  |  | -20 °C to 45 °C | [73 empty] | ADAM-8a58b8f7f5c94ddbb3f2a8ea0066fb51 | https://www.assets.signify.com/is/image/PhilipsLighting/9fe3551c78e84303a879a8ea006700fc | ADAM-d235702780874b0bb065af2b0059ef64 | https://www.assets.signify.com/is/content/Signify/fp929003577632-pss-global | ADAM-86628791d2204d19b3b1a94c008df148 | https://www.assets.signify.com/is/image/PhilipsLighting/101a41e0f7dd446bb6cca94c008df58a |  |  | ADAM-269f582b68ed405d8c7eadc501500b44 | https://www.assets.signify.com/is/content/Signify/123bbd0a42c8464dbff3adc5015011a9 |  |  |  |  | ADAM-09a4e9259e9c435fbdacaedf00d606ec | https://www.docs.signify.com/assets/ies/ledtube_cor_eu3_24w_g13_2500lm_830-ies.ies | [8 empty] | ADAM-3ea66530283445068cc3af8f009e3c7e | https://www.assets.signify.com/is/content/Signify/04668932286c4c74816daf8f009e3dfc | ADAM-cf2a30ec4bff42b4b0edaf7700db577b | https://www.assets.signify.com/is/content/Signify/fp929003577632-gis-global |  |  |  |  | ADAM-2ece555efbbf4aefbb3caf18008818e3;ADAM-a1cdb678d3df489e9862ae240109653e | https://www.assets.signify.com/is/content/Signify/e2eb215900ac42b5a6fbaf180088204b;https://www.assets.signify.com/is/image/Signify/c76c8432eef941bebc2fae240109686e | ADAM-dd5b1cb345fa4da8bcdcaf32007fbb42;ADAM-fb489b9de7894bf9bca0afdc006fe424;ADAM-51b7379269e54f909965afdc006fee1f | https://www.assets.signify.com/is/content/Signify/31ac9375c9ba48fe9dadaf32007fc97e;https://www.assets.signify.com/is/content/Signify/af9b2867d9e9416cb8bfafdc006fe413;https://www.assets.signify.com/is/content/Signify/0bf04182e1cc4a3ca333afdc006fee18 |  |  |  |  | F | 2500 lumen |  | 830 ¦ CCT of 3000K | 80 | 3000 K | 24 W | 104 lm/W | 50 to 60 Hz |  | 2500 lumen | 50000 hour(s) | 24 W | 0.9 |  | 200000 |  | 0.5 s |  | https://www.lighting.philips.com/link/929003577632_EU/prd/aa/en
FP-929003577702 | CorePro LEDtube 1200mm UO 21.5W 830 T8 | 929003577702 | 2022-05-11 00:00:00 |  |  |  | 240 degree(s) | Tube, double-ended | G13 ¦ Medium Bi-Pin Fluorescent | 3000 K | White (WH) | 105 mA | <lt/>6 | 28 mm | No | 22 kWh | 70 % |  |  | 1214 mm | 0.5 s |  |  | -20 °C to 45 °C | [73 empty] | ADAM-8a58b8f7f5c94ddbb3f2a8ea0066fb51 | https://www.assets.signify.com/is/image/PhilipsLighting/9fe3551c78e84303a879a8ea006700fc | ADAM-99b3efe0fb8f43439c24af2b006ca116 | https://www.assets.signify.com/is/content/Signify/fp929003577702-pss-global | ADAM-86628791d2204d19b3b1a94c008df148 | https://www.assets.signify.com/is/image/PhilipsLighting/101a41e0f7dd446bb6cca94c008df58a |  |  | ADAM-269f582b68ed405d8c7eadc501500b44 | https://www.assets.signify.com/is/content/Signify/123bbd0a42c8464dbff3adc5015011a9 |  |  |  |  | ADAM-c38ce0209a5346c29165aedf00d61f3b | https://www.docs.signify.com/assets/ies/ledtube_cor_eu3_21%2c5w_g13_2250lm_830-ies.ies | [8 empty] | ADAM-53b9e2482114415587c6af8f009ff637 | https://www.assets.signify.com/is/content/Signify/815a37db9cca4053b15faf8f009ff72a | ADAM-495968b582b742bba6f8af7700db499b | https://www.assets.signify.com/is/content/Signify/fp929003577702-gis-global |  |  |  |  | ADAM-2ece555efbbf4aefbb3caf18008818e3;ADAM-a1cdb678d3df489e9862ae240109653e | https://www.assets.signify.com/is/content/Signify/e2eb215900ac42b5a6fbaf180088204b;https://www.assets.signify.com/is/image/Signify/c76c8432eef941bebc2fae240109686e | ADAM-dd5b1cb345fa4da8bcdcaf32007fbb42;ADAM-fb489b9de7894bf9bca0afdc006fe424;ADAM-51b7379269e54f909965afdc006fee1f | https://www.assets.signify.com/is/content/Signify/31ac9375c9ba48fe9dadaf32007fc97e;https://www.assets.signify.com/is/content/Signify/af9b2867d9e9416cb8bfafdc006fe413;https://www.assets.signify.com/is/content/Signify/0bf04182e1cc4a3ca333afdc006fee18 |  |  |  |  | F | 2250 lumen |  | 830 ¦ CCT of 3000K | 80 | 3000 K | 21.5 W | 104 lm/W | 50 to 60 Hz |  | 2250 lumen | 50000 hour(s) | 21.5 W | 0.9 |  | 200000 |  | 0.5 s |  | https://www.lighting.philips.com/link/929003577702_EU/prd/aa/en
FP-929003577802 | CorePro LEDtube 1500mm UO 31.5W 830 T8 | 929003577802 | 2022-05-11 00:00:00 |  |  |  | 240 degree(s) | Tube, double-ended | G13 ¦ Medium Bi-Pin Fluorescent | 3000 K | White (WH) | 135 mA | <lt/>6 | 28 mm | No | 32 kWh | 70 % |  |  | 1514 mm | 0.5 s |  |  | -20 °C to 45 °C | [73 empty] | ADAM-8a58b8f7f5c94ddbb3f2a8ea0066fb51 | https://www.assets.signify.com/is/image/PhilipsLighting/9fe3551c78e84303a879a8ea006700fc | ADAM-a852bed6da0744aea71aaf2b006ceab6 | https://www.assets.signify.com/is/content/Signify/fp929003577802-pss-global | ADAM-86628791d2204d19b3b1a94c008df148 | https://www.assets.signify.com/is/image/PhilipsLighting/101a41e0f7dd446bb6cca94c008df58a |  |  | ADAM-269f582b68ed405d8c7eadc501500b44 | https://www.assets.signify.com/is/content/Signify/123bbd0a42c8464dbff3adc5015011a9 |  |  |  |  | ADAM-65a0078387f148ca98e0aedf00d62dd7 | https://www.docs.signify.com/assets/ies/ledtube_cor_eu3_31%2c5w_g13_3320lm_830-ies.ies | [8 empty] | ADAM-64861baf160047f8a633af8f009f3c54 | https://www.assets.signify.com/is/content/Signify/2d290b75eb9a473ab833af8f009f3d2a | ADAM-afc25345f0c44f7793beaf7700daef96 | https://www.assets.signify.com/is/content/Signify/fp929003577802-gis-global |  |  |  |  | ADAM-2ece555efbbf4aefbb3caf18008818e3;ADAM-a1cdb678d3df489e9862ae240109653e | https://www.assets.signify.com/is/content/Signify/e2eb215900ac42b5a6fbaf180088204b;https://www.assets.signify.com/is/image/Signify/c76c8432eef941bebc2fae240109686e | ADAM-dd5b1cb345fa4da8bcdcaf32007fbb42;ADAM-fb489b9de7894bf9bca0afdc006fe424;ADAM-51b7379269e54f909965afdc006fee1f | https://www.assets.signify.com/is/content/Signify/31ac9375c9ba48fe9dadaf32007fc97e;https://www.assets.signify.com/is/content/Signify/af9b2867d9e9416cb8bfafdc006fe413;https://www.assets.signify.com/is/content/Signify/0bf04182e1cc4a3ca333afdc006fee18 |  |  |  |  | F | 3320 lumen |  | 830 ¦ CCT of 3000K | 80 | 3000 K | 31.5 W | 105 lm/W | 50 to 60 Hz |  | 3320 lumen | 50000 hour(s) | 31.5 W | 0.9 |  | 200000 |  | 0.5 s |  | https://www.lighting.philips.com/link/929003577802_EU/prd/aa/en
FP-929003578802 | CorePro LED PLL HF 8W 830 4P 2G11 | 929003578802 | 2022-05-11 00:00:00 |  |  |  | 160 degree(s) | Tube, single-ended | 2G11 ¦ 2G11 | 3000 K | White (WH) |  | <lt/>6 | 38 mm | No | 8 kWh | 70 % |  |  | 224 mm | 0.5 s |  |  | -20 °C to 45 °C | [73 empty] | ADAM-ad9c85c7c7f44f9dbf44af4f00c265cd | https://www.assets.signify.com/is/image/Signify/7d6834622d434074be31af4f00c268ee | ADAM-73401ac167f4431fbdafaf900018368b | https://www.assets.signify.com/is/content/Signify/fp929003578802-pss-global | ADAM-f807cd48b19c4a7eb8d9af4f00c25e5b | https://www.assets.signify.com/is/image/Signify/c0fd4c994e4b4db39ce6af4f00c26175 |  |  | ADAM-e5dd246f488b4280bfc1afb100d59a18 | https://www.assets.signify.com/is/content/Signify/8cecee2e30bc46d1a22eafb100d59d61 |  |  |  |  | ADAM-7352f94f1d53402fa09daf4f00c271ae | https://www.docs.signify.com/assets/ies/ledtube_cor_pll_eu_8w_2g11_960lm_830-ies.ies | [8 empty] | ADAM-40e9d380ed014ffdacb7af660094f7c3 | https://www.assets.signify.com/is/content/Signify/7e561c1f4f7b43bf8330af660094fac4 | ADAM-dfd00983dcab4de5a0d3afa801068e99 | https://www.assets.signify.com/is/content/Signify/fp929003578802-gis-global |  |  |  |  | ADAM-bc64fa1e23cb45498637afbe00a9578b | https://www.assets.signify.com/is/content/Signify/2a04269657964644bc7dafbe00a95788 | [6 empty] | E | 960 lumen |  | 830 ¦ CCT of 3000K | 80 | 3000 K | 8 W | 120 lm/W | 20K-80K Hz |  | 960 lumen | 30000 hour(s) | 8 W | 0.9 |  | 50000 |  | 0.5 s |  | https://www.lighting.philips.com/link/929003578802_EU/prd/aa/en
FP-929003578902 | CorePro LED PLL HF 8W 840 4P 2G11 | 929003578902 | 2022-05-11 00:00:00 |  |  |  | 160 degree(s) | Tube, single-ended | 2G11 ¦ 2G11 | 4000 K | Cool White (CW) |  | <lt/>6 | 38 mm | No | 8 kWh | 70 % |  |  | 224 mm | 0.5 s |  |  | -20 °C to 45 °C | [73 empty] | ADAM-ad9c85c7c7f44f9dbf44af4f00c265cd | https://www.assets.signify.com/is/image/Signify/7d6834622d434074be31af4f00c268ee | ADAM-4ea0e18599f542a78de8af90001945bc | https://www.assets.signify.com/is/content/Signify/fp929003578902-pss-global | ADAM-f807cd48b19c4a7eb8d9af4f00c25e5b | https://www.assets.signify.com/is/image/Signify/c0fd4c994e4b4db39ce6af4f00c26175 |  |  | ADAM-e5dd246f488b4280bfc1afb100d59a18 | https://www.assets.signify.com/is/content/Signify/8cecee2e30bc46d1a22eafb100d59d61 |  |  |  |  | ADAM-4197ee5bf16c4dcb9521af4f00c2952b | https://www.docs.signify.com/assets/ies/ledtube_cor_pll_eu_8w_2g11_1000lm_840-ies.ies | [8 empty] | ADAM-f578a6b038464aff97cfaf6600952fdc | https://www.assets.signify.com/is/content/Signify/c3fa2d4a89274b0c8170af66009530f9 | ADAM-96012e811f354920bcdbafa80106a272 | https://www.assets.signify.com/is/content/Signify/fp929003578902-gis-global |  |  |  |  | ADAM-bc64fa1e23cb45498637afbe00a9578b | https://www.assets.signify.com/is/content/Signify/2a04269657964644bc7dafbe00a95788 | [6 empty] | E | 1000 lumen |  | 840 ¦ CCT of 4000K | 80 | 4000 K | 8 W | 125 lm/W | 20K-80K Hz |  | 1000 lumen | 30000 hour(s) | 8 W | 0.9 |  | 50000 |  | 0.5 s |  | https://www.lighting.philips.com/link/929003578902_EU/prd/aa/en
FP-929003579002 | CorePro LED PLL HF 12W 830 4P 2G11 | 929003579002 | 2022-05-11 00:00:00 |  |  |  | 160 degree(s) | Tube, single-ended | 2G11 ¦ 2G11 | 3000 K | White (WH) |  | <lt/>6 | 38 mm | No | 12 kWh | 70 % |  |  | 319 mm | 0.5 s |  |  | -20 °C to 45 °C | [73 empty] | ADAM-9ca051e1f5de4042bb2eaf4f00c2a2c7 | https://www.assets.signify.com/is/image/Signify/d9f816fe42aa4728b75faf4f00c2a58c | ADAM-84f0534c15be4b71b05aaf900017e3b3 | https://www.assets.signify.com/is/content/Signify/fp929003579002-pss-global | ADAM-ca4549fdeb3d43b28716a905005c6867 | https://www.assets.signify.com/is/image/PhilipsLighting/b08929ed102b482eb408a905005c6c32 |  |  | ADAM-e5dd246f488b4280bfc1afb100d59a18 | https://www.assets.signify.com/is/content/Signify/8cecee2e30bc46d1a22eafb100d59d61 |  |  |  |  | ADAM-fd9ce19ab3c14da48845af4f00c2b0f1 | https://www.docs.signify.com/assets/ies/ledtube_cor_pll_eu_12w_2g11_1440lm_830-ies.ies | [8 empty] | ADAM-13441f411274439b85a1af6600956663 | https://www.assets.signify.com/is/content/Signify/0ae5e0331b334a58aa04af660095674e | ADAM-fd94dd5ced9e442b83afafa8010683ce | https://www.assets.signify.com/is/content/Signify/fp929003579002-gis-global |  |  |  |  | ADAM-bc64fa1e23cb45498637afbe00a9578b | https://www.assets.signify.com/is/content/Signify/2a04269657964644bc7dafbe00a95788 | [6 empty] | E | 1440 lumen |  | 830 ¦ CCT of 3000K | 80 | 3000 K | 12 W | 120 lm/W | 20K-80K Hz |  | 1440 lumen | 30000 hour(s) | 12 W | 0.9 |  | 50000 |  | 0.5 s |  | https://www.lighting.philips.com/link/929003579002_EU/prd/aa/en
FP-929003579102 | CorePro LED PLL HF 12W 840 4P 2G11 | 929003579102 | 2022-05-11 00:00:00 |  |  |  | 160 degree(s) | Tube, single-ended | 2G11 ¦ 2G11 | 4000 K | Cool White (CW) |  | <lt/>6 | 38 mm | No | 12 kWh | 70 % |  |  | 319 mm | 0.5 s |  |  | -20 °C to 45 °C | [73 empty] | ADAM-9ca051e1f5de4042bb2eaf4f00c2a2c7 | https://www.assets.signify.com/is/image/Signify/d9f816fe42aa4728b75faf4f00c2a58c | ADAM-ae8ea63dbea7490f8a8baf90001ae6bb | https://www.assets.signify.com/is/content/Signify/fp929003579102-pss-global | ADAM-ca4549fdeb3d43b28716a905005c6867 | https://www.assets.signify.com/is/image/PhilipsLighting/b08929ed102b482eb408a905005c6c32 |  |  | ADAM-e5dd246f488b4280bfc1afb100d59a18 | https://www.assets.signify.com/is/content/Signify/8cecee2e30bc46d1a22eafb100d59d61 |  |  |  |  | ADAM-c0012e686601499c8147af4f00c2c898 | https://www.docs.signify.com/assets/ies/ledtube_cor_pll_eu_12w_2g11_1500lm_840-ies.ies | [8 empty] | ADAM-98ef79a3d07a4ceea9d1af660095ab65 | https://www.assets.signify.com/is/content/Signify/528d8d5e27154317b132af660095ae99 | ADAM-e5a982aa7b3f461689a1afa80106973a | https://www.assets.signify.com/is/content/Signify/fp929003579102-gis-global |  |  |  |  | ADAM-bc64fa1e23cb45498637afbe00a9578b | https://www.assets.signify.com/is/content/Signify/2a04269657964644bc7dafbe00a95788 | [6 empty] | E | 1500 lumen |  | 840 ¦ CCT of 4000K | 80 | 4000 K | 12 W | 125 lm/W | 20K-80K Hz |  | 1500 lumen | 30000 hour(s) | 12 W | 0.9 |  | 50000 |  | 0.5 s |  | https://www.lighting.philips.com/link/929003579102_EU/prd/aa/en
FP-929003592202 | CorePro LED PLL EM/Mains 8W 830 4P | 929003592202 | 2022-06-30 00:00:00 |  |  |  | 160 degree(s) | Tube, single-ended | 2G11 ¦ 2G11 | 3000 K | White (WH) | 42 mA | <lt/>6 | 38 mm | No | 8 kWh | 70 % |  |  | 224 mm | 0.5 s |  |  | -20 °C to 45 °C | [73 empty] | ADAM-ad9c85c7c7f44f9dbf44af4f00c265cd | https://www.assets.signify.com/is/image/Signify/7d6834622d434074be31af4f00c268ee | ADAM-1f796ce5194943baaaf6af90001a348a | https://www.assets.signify.com/is/content/Signify/fp929003592202-pss-global | ADAM-f807cd48b19c4a7eb8d9af4f00c25e5b | https://www.assets.signify.com/is/image/Signify/c0fd4c994e4b4db39ce6af4f00c26175 |  |  | ADAM-1ecdbaedd4274dccaeecafb100d5a04c | https://www.assets.signify.com/is/content/Signify/2f97f2a8f5c34265be04afb100d5a151 |  |  |  |  | ADAM-1976b4cd37034b3aab7daf5000a624fd | https://www.docs.signify.com/assets/ies/ledtube_cor_pll_eu1_8w_2g11_960lm_830-ies.ies | [8 empty] | ADAM-355f4d1c3fc442f6b3baaf6900d63911 | https://www.assets.signify.com/is/content/Signify/f3f7c99441174ae4a143af6900d63ca2 | ADAM-44f26529ca0f4e60a8cfafa80106bb62 | https://www.assets.signify.com/is/content/Signify/fp929003592202-gis-global |  |  |  |  | ADAM-bc64fa1e23cb45498637afbe00a9578b | https://www.assets.signify.com/is/content/Signify/2a04269657964644bc7dafbe00a95788 | [6 empty] | E | 960 lumen |  | 830 ¦ CCT of 3000K | 80 | 3000 K | 8 W | 120 lm/W | 50 to 60 Hz |  | 960 lumen | 30000 hour(s) | 8 W | 0.9 |  | 200000 |  | 0.5 s |  | https://www.lighting.philips.com/link/929003592202_EU/prd/aa/en
FP-929003592302 | CorePro LED PLL EM/Mains 8W 840 4P | 929003592302 | 2022-06-30 00:00:00 |  |  |  | 160 degree(s) | Tube, single-ended | 2G11 ¦ 2G11 | 4000 K | Cool White (CW) | 42 mA | <lt/>6 | 38 mm | No | 8 kWh | 70 % |  |  | 224 mm | 0.5 s |  |  | -20 °C to 45 °C | [73 empty] | ADAM-ad9c85c7c7f44f9dbf44af4f00c265cd | https://www.assets.signify.com/is/image/Signify/7d6834622d434074be31af4f00c268ee | ADAM-500992f4b97b48a8bc0eaf90001a11cb | https://www.assets.signify.com/is/content/Signify/fp929003592302-pss-global | ADAM-f807cd48b19c4a7eb8d9af4f00c25e5b | https://www.assets.signify.com/is/image/Signify/c0fd4c994e4b4db39ce6af4f00c26175 |  |  | ADAM-1ecdbaedd4274dccaeecafb100d5a04c | https://www.assets.signify.com/is/content/Signify/2f97f2a8f5c34265be04afb100d5a151 |  |  |  |  | ADAM-34543d384c714c04a252af5000a631c9 | https://www.docs.signify.com/assets/ies/ledtube_cor_pll_eu1_8w_2g11_1000lm_840-ies.ies | [8 empty] | ADAM-7ef9edf427b94e0d9c29af6900d68417 | https://www.assets.signify.com/is/content/Signify/269e0ecd91c34419a59aaf6900d68500 | ADAM-78b7d488b72e43b79bcbafa801065925 | https://www.assets.signify.com/is/content/Signify/fp929003592302-gis-global |  |  |  |  | ADAM-bc64fa1e23cb45498637afbe00a9578b | https://www.assets.signify.com/is/content/Signify/2a04269657964644bc7dafbe00a95788 | [6 empty] | E | 1000 lumen |  | 840 ¦ CCT of 4000K | 80 | 4000 K | 8 W | 125 lm/W | 50 to 60 Hz |  | 1000 lumen | 30000 hour(s) | 8 W | 0.9 |  | 200000 |  | 0.5 s |  | https://www.lighting.philips.com/link/929003592302_EU/prd/aa/en
FP-929003592402 | CorePro LED PLL EM/Mains 12W 830 4P | 929003592402 | 2022-06-30 00:00:00 |  |  |  | 160 degree(s) | Tube, single-ended | 2G11 ¦ 2G11 | 3000 K | White (WH) | 60 mA | <lt/>6 | 38 mm | No | 12 kWh | 70 % |  |  | 319 mm | 0.5 s |  |  | -20 °C to 45 °C | [73 empty] | ADAM-9ca051e1f5de4042bb2eaf4f00c2a2c7 | https://www.assets.signify.com/is/image/Signify/d9f816fe42aa4728b75faf4f00c2a58c | ADAM-26c665ed15524a2d9efdaf90001a2539 | https://www.assets.signify.com/is/content/Signify/fp929003592402-pss-global | ADAM-ca4549fdeb3d43b28716a905005c6867 | https://www.assets.signify.com/is/image/PhilipsLighting/b08929ed102b482eb408a905005c6c32 |  |  | ADAM-1ecdbaedd4274dccaeecafb100d5a04c | https://www.assets.signify.com/is/content/Signify/2f97f2a8f5c34265be04afb100d5a151 |  |  |  |  | ADAM-b85eeaf6443a41e0b6ddaf5000a63b7e | https://www.docs.signify.com/assets/ies/ledtube_cor_pll_eu1_12w_2g11_1440lm_830-ies.ies | [8 empty] | ADAM-1a82e359661842df8e0faf6900d6c4f2 | https://www.assets.signify.com/is/content/Signify/89052abda04346308982af6900d6c5cb | ADAM-6a99d3304cf24720b03fafa801068fc7 | https://www.assets.signify.com/is/content/Signify/fp929003592402-gis-global |  |  |  |  | ADAM-bc64fa1e23cb45498637afbe00a9578b | https://www.assets.signify.com/is/content/Signify/2a04269657964644bc7dafbe00a95788 | [6 empty] | E | 1440 lumen |  | 830 ¦ CCT of 3000K | 80 | 3000 K | 12 W | 120 lm/W | 50 to 60 Hz |  | 1440 lumen | 30000 hour(s) | 12 W | 0.9 |  | 200000 |  | 0.5 s |  | https://www.lighting.philips.com/link/929003592402_EU/prd/aa/en
FP-929003592502 | CorePro LED PLL EM/Mains 12W 840 4P | 929003592502 | 2022-06-30 00:00:00 |  |  |  | 160 degree(s) | Tube, single-ended | 2G11 ¦ 2G11 | 4000 K | Cool White (CW) | 60 mA | <lt/>6 | 38 mm | No | 12 kWh | 70 % |  |  | 319 mm | 0.5 s |  |  | -20 °C to 45 °C | [73 empty] | ADAM-9ca051e1f5de4042bb2eaf4f00c2a2c7 | https://www.assets.signify.com/is/image/Signify/d9f816fe42aa4728b75faf4f00c2a58c | ADAM-e4ae7adf22cf4aa5a201af9000196f6f | https://www.assets.signify.com/is/content/Signify/fp929003592502-pss-global | ADAM-ca4549fdeb3d43b28716a905005c6867 | https://www.assets.signify.com/is/image/PhilipsLighting/b08929ed102b482eb408a905005c6c32 |  |  | ADAM-1ecdbaedd4274dccaeecafb100d5a04c | https://www.assets.signify.com/is/content/Signify/2f97f2a8f5c34265be04afb100d5a151 |  |  |  |  | ADAM-b2da16278b8c43159851af5000a641d6 | https://www.docs.signify.com/assets/ies/ledtube_cor_pll_eu1_12w_2g11_1500lm_840-ies.ies | [8 empty] | ADAM-b8e82c5b4ddc4fc0bcc2af6900d7163c | https://www.assets.signify.com/is/content/Signify/45d1b99498d64c9c8d30af6900d7170f | ADAM-9f706402bf74487a832eafa8010655df | https://www.assets.signify.com/is/content/Signify/fp929003592502-gis-global |  |  |  |  | ADAM-bc64fa1e23cb45498637afbe00a9578b | https://www.assets.signify.com/is/content/Signify/2a04269657964644bc7dafbe00a95788 | [6 empty] | E | 1500 lumen |  | 840 ¦ CCT of 4000K | 80 | 4000 K | 12 W | 125 lm/W | 50 to 60 Hz |  | 1500 lumen | 30000 hour(s) | 12 W | 0.9 |  | 200000 |  | 0.5 s |  | https://www.lighting.philips.com/link/929003592502_EU/prd/aa/en
FP-929003592602 | CorePro LED PLL EM/Mains 16.5W 830 4P | 929003592602 | 2022-06-30 00:00:00 |  |  |  | 160 degree(s) | Tube, single-ended | 2G11 ¦ 2G11 | 3000 K | White (WH) | 83 mA | <lt/>6 | 38 mm | No | 17 kWh | 70 % |  |  | 412 mm | 0.5 s |  |  | -20 °C to 45 °C | [73 empty] | ADAM-20170622115517256 | https://www.assets.signify.com/is/image/Signify/117c666a16564f8c98b4a79a00a308c5 | ADAM-cbc96b2c01f54913bd11af9000178b9f | https://www.assets.signify.com/is/content/Signify/fp929003592602-pss-global | ADAM-20170705075720949 | https://www.assets.signify.com/is/image/Signify/0286217dacb246279413a7a70061abcb |  |  | ADAM-1ecdbaedd4274dccaeecafb100d5a04c | https://www.assets.signify.com/is/content/Signify/2f97f2a8f5c34265be04afb100d5a151 |  |  |  |  | ADAM-15bdd14c0d554d18a76aaf5000a64824 | https://www.docs.signify.com/assets/ies/ledtube_cor_pll_eu1_16%2c5w_2g11_2000lm_830-ies.ies | [8 empty] | ADAM-a0ade4bdd4994e3ab24baf6900d74d4e | https://www.assets.signify.com/is/content/Signify/1c163bdc933e44ee8f8daf6900d74e1b | ADAM-08b14960633d4e97bd7cafa801062e22 | https://www.assets.signify.com/is/content/Signify/fp929003592602-gis-global |  |  |  |  | ADAM-bc64fa1e23cb45498637afbe00a9578b | https://www.assets.signify.com/is/content/Signify/2a04269657964644bc7dafbe00a95788 | [6 empty] | E | 2000 lumen |  | 830 ¦ CCT of 3000K | 80 | 3000 K | 16.5 W | 121 lm/W | 50 to 60 Hz |  | 2000 lumen | 30000 hour(s) | 16.5 W | 0.9 |  | 200000 |  | 0.5 s |  | https://www.lighting.philips.com/link/929003592602_EU/prd/aa/en
FP-929003592702 | CorePro LED PLL EM/Mains 16.5W 840 4P | 929003592702 | 2022-06-30 00:00:00 |  |  |  | 160 degree(s) | Tube, single-ended | 2G11 ¦ 2G11 | 4000 K | Cool White (CW) | 83 mA | <lt/>6 | 38 mm | No | 17 kWh | 70 % |  |  | 412 mm | 0.5 s |  |  | -20 °C to 45 °C | [73 empty] | ADAM-20170622115517256 | https://www.assets.signify.com/is/image/Signify/117c666a16564f8c98b4a79a00a308c5 | ADAM-b2b284feb3224f5e9b18af900019a1c1 | https://www.assets.signify.com/is/content/Signify/fp929003592702-pss-global | ADAM-20170705075720949 | https://www.assets.signify.com/is/image/Signify/0286217dacb246279413a7a70061abcb |  |  | ADAM-1ecdbaedd4274dccaeecafb100d5a04c | https://www.assets.signify.com/is/content/Signify/2f97f2a8f5c34265be04afb100d5a151 |  |  |  |  | ADAM-5db5d70539cc441d9c20af5000a64ed9 | https://www.docs.signify.com/assets/ies/ledtube_cor_pll_eu1_16%2c5w_2g11_2100lm_840-ies.ies | [8 empty] | ADAM-9f7bb01f0e43444faadaaf6900d78739 | https://www.assets.signify.com/is/content/Signify/8fc020d9ed384d85bdd8af6900d7880a | ADAM-77a3602a648d401795a9afa80105f72e | https://www.assets.signify.com/is/content/Signify/fp929003592702-gis-global |  |  |  |  | ADAM-bc64fa1e23cb45498637afbe00a9578b | https://www.assets.signify.com/is/content/Signify/2a04269657964644bc7dafbe00a95788 | [6 empty] | E | 2100 lumen |  | 840 ¦ CCT of 4000K | 80 | 4000 K | 16.5 W | 127 lm/W | 50 to 60 Hz |  | 2100 lumen | 30000 hour(s) | 16.5 W | 0.9 |  | 200000 |  | 0.5 s |  | https://www.lighting.philips.com/link/929003592702_EU/prd/aa/en
FP-929003592802 | CorePro LED PLL Mains 24W 830 4P | 929003592802 | 2022-06-30 00:00:00 |  |  |  | 160 degree(s) | Tube, single-ended | 2G11 ¦ 2G11 | 3000 K | White (WH) | 127 mA | <lt/>6 | 38 mm | No | 24 kWh | 70 % |  |  | 535 mm | 0.5 s |  |  | -20 °C to 45 °C | [73 empty] | ADAM-877f23b12c6c48e78f40a8eb00314e71 | https://www.assets.signify.com/is/image/PhilipsLighting/77619d78056149c4a876a8eb00315050 | ADAM-0b1f598cff4d4ed08d86af9000190134 | https://www.assets.signify.com/is/content/Signify/fp929003592802-pss-global | ADAM-ca4549fdeb3d43b28716a905005c6867 | https://www.assets.signify.com/is/image/PhilipsLighting/b08929ed102b482eb408a905005c6c32 |  |  | ADAM-1ecdbaedd4274dccaeecafb100d5a04c | https://www.assets.signify.com/is/content/Signify/2f97f2a8f5c34265be04afb100d5a151 |  |  |  |  | ADAM-0d9ee710b1484ef0bb35af5000a65515 | https://www.docs.signify.com/assets/ies/ledtube_cor_pll_eu1_24w_2g11_3200lm_830-ies.ies | [8 empty] | ADAM-5ae80530ec874301b582af6900d7c151 | https://www.assets.signify.com/is/content/Signify/739612e4ec3045969e3daf6900d7c21b | ADAM-2ec09a9bf8994eb8a9efafa8010638a8 | https://www.assets.signify.com/is/content/Signify/fp929003592802-gis-global |  |  |  |  | ADAM-bc64fa1e23cb45498637afbe00a9578b | https://www.assets.signify.com/is/content/Signify/2a04269657964644bc7dafbe00a95788 | [6 empty] | E | 3200 lumen |  | 830 ¦ CCT of 3000K | 80 | 3000 K | 24 W | 133 lm/W | 50 to 60 Hz |  | 3200 lumen | 30000 hour(s) | 24 W | 0.9 |  | 200000 |  | 0.5 s |  | https://www.lighting.philips.com/link/929003592802_EU/prd/aa/en
FP-929003592902 | CorePro LED PLL Mains 24W 840 4P | 929003592902 | 2022-06-30 00:00:00 |  |  |  | 160 degree(s) | Tube, single-ended | 2G11 ¦ 2G11 | 4000 K | Cool White (CW) | 127 mA | <lt/>6 | 38 mm | No | 24 kWh | 70 % |  |  | 535 mm | 0.5 s |  |  | -20 °C to 45 °C | [73 empty] | ADAM-877f23b12c6c48e78f40a8eb00314e71 | https://www.assets.signify.com/is/image/PhilipsLighting/77619d78056149c4a876a8eb00315050 | ADAM-e09ed6091d74405d8b21af900019d0ca | https://www.assets.signify.com/is/content/Signify/fp929003592902-pss-global | ADAM-ca4549fdeb3d43b28716a905005c6867 | https://www.assets.signify.com/is/image/PhilipsLighting/b08929ed102b482eb408a905005c6c32 |  |  | ADAM-1ecdbaedd4274dccaeecafb100d5a04c | https://www.assets.signify.com/is/content/Signify/2f97f2a8f5c34265be04afb100d5a151 |  |  |  |  | ADAM-6b6f8a3d88764c4ab8dcaf5000a66646 | https://www.docs.signify.com/assets/ies/ledtube_cor_pll_eu1_24w_2g11_3400lm_840-ies.ies | [8 empty] | ADAM-80c27459e1c74158b96faf6900d7f1c1 | https://www.assets.signify.com/is/content/Signify/70ff94b0a25647b78301af6900d7f435 | ADAM-8ba0daa7d2ca40a3936dafa801069361 | https://www.assets.signify.com/is/content/Signify/fp929003592902-gis-global |  |  |  |  | ADAM-bc64fa1e23cb45498637afbe00a9578b | https://www.assets.signify.com/is/content/Signify/2a04269657964644bc7dafbe00a95788 | [6 empty] | D | 3400 lumen |  | 840 ¦ CCT of 4000K | 80 | 4000 K | 24 W | 141 lm/W | 50 to 60 Hz |  | 3400 lumen | 30000 hour(s) | 24 W | 0.9 |  | 200000 |  | 0.5 s |  | https://www.lighting.philips.com/link/929003592902_EU/prd/aa/en
FP-929003596202 | MAS LEDtube HF 600mm HO 10.5W 830 T5 | 929003596202 | 2022-07-19 00:00:00 |  |  |  | 200 degree(s) | Tube, double-ended | G5 ¦ G5 | 3000 K | White (WH) |  | <lt/>6 | 19 mm | Yes - Check ballast compatibility | 11 kWh | 70 % |  |  | 563 mm | 0.5 s |  |  | -20 °C to 45 °C | [9 empty] | Yes | [63 empty] | ADAM-20170320090215363 | https://www.assets.signify.com/is/image/Signify/4493d79c500a4f3db688a73c006db776 | ADAM-7622f0c47b5747f5883aaffe00e3d1ec | https://www.assets.signify.com/is/content/Signify/fp929003596202-pss-global | ADAM-20161212150217384 | https://www.assets.signify.com/is/image/PhilipsLighting/6eba304c25944252a4f1a6da00e6dcc0 | [8 empty] | ADAM-f2f6b2f699ea42ea8550af8700ebf494 | https://www.docs.signify.com/assets/ies/ledtube_mas_eu4_10%2c5w_g5_1500lm_830-ies.ies | [8 empty] | ADAM-2f4f74050a1247cda981afaf00b64934 | https://www.assets.signify.com/is/content/Signify/e7dcfe8168a24f73a8d8afaf00b64a0a | [6 empty] | ADAM-2ece555efbbf4aefbb3caf18008818e3 | https://www.assets.signify.com/is/content/Signify/e2eb215900ac42b5a6fbaf180088204b | ADAM-309636f24cfc4864b058a9cb009d7911;ADAM-dd5b1cb345fa4da8bcdcaf32007fbb42;ADAM-731bc415f50643bfb162afb1005f46bf | https://www.assets.signify.com/is/content/PhilipsLighting/b2c46da35c8942ebbb1fa9cb009d8ce0;https://www.assets.signify.com/is/content/Signify/31ac9375c9ba48fe9dadaf32007fc97e;https://www.assets.signify.com/is/content/Signify/b3f45ed33c824d508503afb1005f4a1f |  |  |  |  | E | 1500 lumen |  | 830 ¦ CCT of 3000K | 80 | 3000 K | 10.5 W | 142 lm/W | 10K to 120K Hz |  | 1500 lumen | 60000 hour(s) | 10.5 W | 0.9 |  | 50000 |  | 0.5 s |  | https://www.lighting.philips.com/link/929003596202_EU/prd/aa/en
FP-929003596302 | MAS LEDtube HF 600mm HO 10.5W 840 T5 | 929003596302 | 2022-07-19 00:00:00 |  |  |  | 200 degree(s) | Tube, double-ended | G5 ¦ G5 | 4000 K | Cool White (CW) |  | <lt/>6 | 19 mm | Yes - Check ballast compatibility | 11 kWh | 70 % |  |  | 563 mm | 0.5 s |  |  | -20 °C to 45 °C | [9 empty] | Yes | [63 empty] | ADAM-20170320090215363 | https://www.assets.signify.com/is/image/Signify/4493d79c500a4f3db688a73c006db776 | ADAM-19dad261cc0640d98719affe0101ec90 | https://www.assets.signify.com/is/content/Signify/fp929003596302-pss-global | ADAM-20161212150217384 | https://www.assets.signify.com/is/image/PhilipsLighting/6eba304c25944252a4f1a6da00e6dcc0 | [8 empty] | ADAM-ee833dec728c4b0a9827af8700ec00dc | https://www.docs.signify.com/assets/ies/ledtube_mas_eu4_10%2c5w_g5_1600lm_840-ies.ies | [8 empty] | ADAM-531ad409aec24f4db3fcafaf00b44338 | https://www.assets.signify.com/is/content/Signify/3fcefce8ddba4c839425afaf00b446cf | [6 empty] | ADAM-2ece555efbbf4aefbb3caf18008818e3 | https://www.assets.signify.com/is/content/Signify/e2eb215900ac42b5a6fbaf180088204b | ADAM-309636f24cfc4864b058a9cb009d7911;ADAM-dd5b1cb345fa4da8bcdcaf32007fbb42;ADAM-731bc415f50643bfb162afb1005f46bf | https://www.assets.signify.com/is/content/PhilipsLighting/b2c46da35c8942ebbb1fa9cb009d8ce0;https://www.assets.signify.com/is/content/Signify/31ac9375c9ba48fe9dadaf32007fc97e;https://www.assets.signify.com/is/content/Signify/b3f45ed33c824d508503afb1005f4a1f |  |  |  |  | D | 1600 lumen |  | 840 ¦ CCT of 4000K | 80 | 4000 K | 10.5 W | 152 lm/W | 10K to 120K Hz |  | 1600 lumen | 60000 hour(s) | 10.5 W | 0.9 |  | 50000 |  | 0.5 s |  | https://www.lighting.philips.com/link/929003596302_EU/prd/aa/en
FP-929003596402 | MAS LEDtube HF 600mm HO 10.5W 865 T5 | 929003596402 | 2022-07-19 00:00:00 |  |  |  | 200 degree(s) | Tube, double-ended | G5 ¦ G5 | 6500 K | Cool Daylight |  | <lt/>6 | 19 mm | Yes - Check ballast compatibility | 11 kWh | 70 % |  |  | 563 mm | 0.5 s |  |  | -20 °C to 45 °C | [9 empty] | Yes | [63 empty] | ADAM-20170320090215363 | https://www.assets.signify.com/is/image/Signify/4493d79c500a4f3db688a73c006db776 | ADAM-07653ce3616445b9982caffe00ef29f6 | https://www.assets.signify.com/is/content/Signify/fp929003596402-pss-global | ADAM-20161212150217384 | https://www.assets.signify.com/is/image/PhilipsLighting/6eba304c25944252a4f1a6da00e6dcc0 | [8 empty] | ADAM-52edd5d58ecd48e2840eaf8700ec063f | https://www.docs.signify.com/assets/ies/ledtube_mas_eu4_10%2c5w_g5_1600lm_865-ies.ies | [8 empty] | ADAM-67a7a160abf941baae95afaf00b47e72 | https://www.assets.signify.com/is/content/Signify/b6324231457546f3be56afaf00b47f55 | [6 empty] | ADAM-2ece555efbbf4aefbb3caf18008818e3 | https://www.assets.signify.com/is/content/Signify/e2eb215900ac42b5a6fbaf180088204b | ADAM-309636f24cfc4864b058a9cb009d7911;ADAM-dd5b1cb345fa4da8bcdcaf32007fbb42;ADAM-731bc415f50643bfb162afb1005f46bf | https://www.assets.signify.com/is/content/PhilipsLighting/b2c46da35c8942ebbb1fa9cb009d8ce0;https://www.assets.signify.com/is/content/Signify/31ac9375c9ba48fe9dadaf32007fc97e;https://www.assets.signify.com/is/content/Signify/b3f45ed33c824d508503afb1005f4a1f |  |  |  |  | D | 1600 lumen |  | 865 ¦ CCT of 6500K | 80 | 6500 K | 10.5 W | 152 lm/W | 10K to 120K Hz |  | 1600 lumen | 60000 hour(s) | 10.5 W | 0.9 |  | 50000 |  | 0.5 s |  | https://www.lighting.philips.com/link/929003596402_EU/prd/aa/en
FP-929003596502 | MAS LEDtube HF 900mm HO 18.5W 830 T5 | 929003596502 | 2022-07-19 00:00:00 |  |  |  | 200 degree(s) | Tube, double-ended | G5 ¦ G5 | 3000 K | White (WH) |  | <lt/>6 | 19 mm | Yes - Check ballast compatibility | 19 kWh | 70 % |  |  | 863 mm | 0.5 s |  |  | -20 °C to 45 °C | [9 empty] | Yes | [63 empty] | ADAM-20170320090215363 | https://www.assets.signify.com/is/image/Signify/4493d79c500a4f3db688a73c006db776 | ADAM-1a26d38793994fb0bad1affe00c557cf | https://www.assets.signify.com/is/content/Signify/fp929003596502-pss-global | ADAM-20161212150217384 | https://www.assets.signify.com/is/image/PhilipsLighting/6eba304c25944252a4f1a6da00e6dcc0 | [8 empty] | ADAM-6ad1b0148a914fd0802aaf8700ec0846 | https://www.docs.signify.com/assets/ies/ledtube_mas_eu4_18%2c5w_g5_2600lm_830-ies.ies | [8 empty] | ADAM-d55790f83a98415eb13aafaf00b4b6da | https://www.assets.signify.com/is/content/Signify/6a338c081e6642d79fcdafaf00b4b987 | [6 empty] | ADAM-2ece555efbbf4aefbb3caf18008818e3 | https://www.assets.signify.com/is/content/Signify/e2eb215900ac42b5a6fbaf180088204b | ADAM-309636f24cfc4864b058a9cb009d7911;ADAM-dd5b1cb345fa4da8bcdcaf32007fbb42;ADAM-731bc415f50643bfb162afb1005f46bf | https://www.assets.signify.com/is/content/PhilipsLighting/b2c46da35c8942ebbb1fa9cb009d8ce0;https://www.assets.signify.com/is/content/Signify/31ac9375c9ba48fe9dadaf32007fc97e;https://www.assets.signify.com/is/content/Signify/b3f45ed33c824d508503afb1005f4a1f |  |  |  |  | E | 2600 lumen |  | 830 ¦ CCT of 3000K | 80 | 3000 K | 18.5 W | 140 lm/W | 30K to 100K Hz |  | 2600 lumen | 60000 hour(s) | 18.5 W | 0.9 |  | 50000 |  | 0.5 s |  | https://www.lighting.philips.com/link/929003596502_EU/prd/aa/en
FP-929003596602 | MAS LEDtube HF 900mm HO 18.5W 840 T5 | 929003596602 | 2022-07-19 00:00:00 |  |  |  | 200 degree(s) | Tube, double-ended | G5 ¦ G5 | 4000 K | Cool White (CW) |  | <lt/>6 | 19 mm | Yes - Check ballast compatibility | 19 kWh | 70 % |  |  | 863 mm | 0.5 s |  |  | -20 °C to 45 °C | [9 empty] | Yes | [63 empty] | ADAM-20170320090215363 | https://www.assets.signify.com/is/image/Signify/4493d79c500a4f3db688a73c006db776 | ADAM-7feeb0317f0843f5b3f9affe0103d13e | https://www.assets.signify.com/is/content/Signify/fp929003596602-pss-global | ADAM-20161212150217384 | https://www.assets.signify.com/is/image/PhilipsLighting/6eba304c25944252a4f1a6da00e6dcc0 | [8 empty] | ADAM-47ee5b30deb744e4b728af8700ec10a4 | https://www.docs.signify.com/assets/ies/ledtube_mas_eu4_18%2c5w_g5_2800lm_840-ies.ies | [8 empty] | ADAM-ab6945cada564074bb7eafaf00b50fb6 | https://www.assets.signify.com/is/content/Signify/4b09e592f26d4450812bafaf00b510e3 | [6 empty] | ADAM-2ece555efbbf4aefbb3caf18008818e3 | https://www.assets.signify.com/is/content/Signify/e2eb215900ac42b5a6fbaf180088204b | ADAM-309636f24cfc4864b058a9cb009d7911;ADAM-dd5b1cb345fa4da8bcdcaf32007fbb42;ADAM-731bc415f50643bfb162afb1005f46bf | https://www.assets.signify.com/is/content/PhilipsLighting/b2c46da35c8942ebbb1fa9cb009d8ce0;https://www.assets.signify.com/is/content/Signify/31ac9375c9ba48fe9dadaf32007fc97e;https://www.assets.signify.com/is/content/Signify/b3f45ed33c824d508503afb1005f4a1f |  |  |  |  | D | 2800 lumen |  | 840 ¦ CCT of 4000K | 80 | 4000 K | 18.5 W | 151 lm/W | 30K to 100K Hz |  | 2800 lumen | 60000 hour(s) | 18.5 W | 0.9 |  | 50000 |  | 0.5 s |  | https://www.lighting.philips.com/link/929003596602_EU/prd/aa/en
FP-929003596702 | MAS LEDtube HF 900mm HO 18.5W 865 T5 | 929003596702 | 2022-07-19 00:00:00 |  |  |  | 200 degree(s) | Tube, double-ended | G5 ¦ G5 | 6500 K | Cool Daylight |  | <lt/>6 | 19 mm | Yes - Check ballast compatibility | 19 kWh | 70 % |  |  | 863 mm | 0.5 s |  |  | -20 °C to 45 °C | [9 empty] | Yes | [63 empty] | ADAM-20170320090215363 | https://www.assets.signify.com/is/image/Signify/4493d79c500a4f3db688a73c006db776 | ADAM-3750f70cc72747aa8da3affe00d541d6 | https://www.assets.signify.com/is/content/Signify/fp929003596702-pss-global | ADAM-20161212150217384 | https://www.assets.signify.com/is/image/PhilipsLighting/6eba304c25944252a4f1a6da00e6dcc0 | [8 empty] | ADAM-1515d1f487f5453ba3feaf8700ec12c5 | https://www.docs.signify.com/assets/ies/ledtube_mas_eu4_18%2c5w_g5_2800lm_865-ies.ies | [8 empty] | ADAM-82bf79dfabb74fc2affdafaf00b55cbf | https://www.assets.signify.com/is/content/Signify/5b9689b0a669462db107afaf00b55dbb | [6 empty] | ADAM-2ece555efbbf4aefbb3caf18008818e3 | https://www.assets.signify.com/is/content/Signify/e2eb215900ac42b5a6fbaf180088204b | ADAM-309636f24cfc4864b058a9cb009d7911;ADAM-dd5b1cb345fa4da8bcdcaf32007fbb42;ADAM-731bc415f50643bfb162afb1005f46bf | https://www.assets.signify.com/is/content/PhilipsLighting/b2c46da35c8942ebbb1fa9cb009d8ce0;https://www.assets.signify.com/is/content/Signify/31ac9375c9ba48fe9dadaf32007fc97e;https://www.assets.signify.com/is/content/Signify/b3f45ed33c824d508503afb1005f4a1f |  |  |  |  | D | 2800 lumen |  | 865 ¦ CCT of 6500K | 80 | 6500 K | 18.5 W | 151 lm/W | 30K to 100K Hz |  | 2800 lumen | 60000 hour(s) | 18.5 W | 0.9 |  | 50000 |  | 0.5 s |  | https://www.lighting.philips.com/link/929003596702_EU/prd/aa/en
FP-929003596802 | MAS LEDtube HF 900mm HE 11.5W 830 T5 | 929003596802 | 2022-07-19 00:00:00 |  |  |  | 200 degree(s) | Tube, double-ended | G5 ¦ G5 | 3000 K | White (WH) |  | <lt/>6 | 19 mm | Yes - Check ballast compatibility | 12 kWh | 70 % |  |  | 863 mm | 0.5 s |  |  | -20 °C to 45 °C | [9 empty] | Yes | [63 empty] | ADAM-20170320090215363 | https://www.assets.signify.com/is/image/Signify/4493d79c500a4f3db688a73c006db776 | ADAM-cf0dcd3ddc384e29ae2caffe0120a1a4 | https://www.assets.signify.com/is/content/Signify/fp929003596802-pss-global | ADAM-20161212150217384 | https://www.assets.signify.com/is/image/PhilipsLighting/6eba304c25944252a4f1a6da00e6dcc0 | [8 empty] | ADAM-b1f8d676ffad486b9e63af8700ec1640 | https://www.docs.signify.com/assets/ies/ledtube_mas_eu4_11%2c5w_g5_1600lm_830-ies.ies | [8 empty] | ADAM-8a47343da3224ea5845eafaf00b0f50a | https://www.assets.signify.com/is/content/Signify/50cc6a3f713942989651afaf00b0f75a | [6 empty] | ADAM-2ece555efbbf4aefbb3caf18008818e3 | https://www.assets.signify.com/is/content/Signify/e2eb215900ac42b5a6fbaf180088204b | ADAM-309636f24cfc4864b058a9cb009d7911;ADAM-dd5b1cb345fa4da8bcdcaf32007fbb42;ADAM-731bc415f50643bfb162afb1005f46bf | https://www.assets.signify.com/is/content/PhilipsLighting/b2c46da35c8942ebbb1fa9cb009d8ce0;https://www.assets.signify.com/is/content/Signify/31ac9375c9ba48fe9dadaf32007fc97e;https://www.assets.signify.com/is/content/Signify/b3f45ed33c824d508503afb1005f4a1f |  |  |  |  | E | 1600 lumen |  | 830 ¦ CCT of 3000K | 80 | 3000 K | 11.5 W | 139 lm/W | 30K to 100K Hz |  | 1600 lumen | 60000 hour(s) | 11.5 W | 0.9 |  | 50000 |  | 0.5 s |  | https://www.lighting.philips.com/link/929003596802_EU/prd/aa/en
FP-929003596902 | MAS LEDtube HF 900mm HE 11.5W 840 T5 | 929003596902 | 2022-07-19 00:00:00 |  |  |  | 200 degree(s) | Tube, double-ended | G5 ¦ G5 | 4000 K | Cool White (CW) |  | <lt/>6 | 19 mm | Yes - Check ballast compatibility | 12 kWh | 70 % |  |  | 863 mm | 0.5 s |  |  | -20 °C to 45 °C | [9 empty] | Yes | [63 empty] | ADAM-20170320090215363 | https://www.assets.signify.com/is/image/Signify/4493d79c500a4f3db688a73c006db776 | ADAM-afd6c78e306644e6a2b7affe00f8f670 | https://www.assets.signify.com/is/content/Signify/fp929003596902-pss-global | ADAM-20161212150217384 | https://www.assets.signify.com/is/image/PhilipsLighting/6eba304c25944252a4f1a6da00e6dcc0 | [8 empty] | ADAM-541e9f3b69c049d89a1aaf8700ec185f | https://www.docs.signify.com/assets/ies/ledtube_mas_eu4_11%2c5w_g5_1700lm_840-ies.ies | [8 empty] | ADAM-1dd8e86cc506462a809fafaf00b5b5f3 | https://www.assets.signify.com/is/content/Signify/0a8069839c664abfbf89afaf00b5b6d5 | [6 empty] | ADAM-2ece555efbbf4aefbb3caf18008818e3 | https://www.assets.signify.com/is/content/Signify/e2eb215900ac42b5a6fbaf180088204b | ADAM-309636f24cfc4864b058a9cb009d7911;ADAM-dd5b1cb345fa4da8bcdcaf32007fbb42;ADAM-731bc415f50643bfb162afb1005f46bf | https://www.assets.signify.com/is/content/PhilipsLighting/b2c46da35c8942ebbb1fa9cb009d8ce0;https://www.assets.signify.com/is/content/Signify/31ac9375c9ba48fe9dadaf32007fc97e;https://www.assets.signify.com/is/content/Signify/b3f45ed33c824d508503afb1005f4a1f |  |  |  |  | D | 1700 lumen |  | 840 ¦ CCT of 4000K | 80 | 4000 K | 11.5 W | 147 lm/W | 30K to 100K Hz |  | 1700 lumen | 60000 hour(s) | 11.5 W | 0.9 |  | 50000 |  | 0.5 s |  | https://www.lighting.philips.com/link/929003596902_EU/prd/aa/en
FP-929003597002 | MAS LEDtube HF 900mm HE 11.5W 865 T5 | 929003597002 | 2022-07-19 00:00:00 |  |  |  | 200 degree(s) | Tube, double-ended | G5 ¦ G5 | 6500 K | Cool Daylight |  | <lt/>6 | 19 mm | Yes - Check ballast compatibility | 12 kWh | 70 % |  |  | 863 mm | 0.5 s |  |  | -20 °C to 45 °C | [9 empty] | Yes | [63 empty] | ADAM-20170320090215363 | https://www.assets.signify.com/is/image/Signify/4493d79c500a4f3db688a73c006db776 | ADAM-440eb64ec64744aaa319affe00f222ac | https://www.assets.signify.com/is/content/Signify/fp929003597002-pss-global | ADAM-20161212150217384 | https://www.assets.signify.com/is/image/PhilipsLighting/6eba304c25944252a4f1a6da00e6dcc0 | [8 empty] | ADAM-b5ce8cccabbc41929779af8700ec1c00 | https://www.docs.signify.com/assets/ies/ledtube_mas_eu4_11%2c5w_g5_1700lm_865-ies.ies | [8 empty] | ADAM-6f9a381014794a34b099afaf00b602ba | https://www.assets.signify.com/is/content/Signify/f689fbd82fed4075b381afaf00b60411 | [6 empty] | ADAM-2ece555efbbf4aefbb3caf18008818e3 | https://www.assets.signify.com/is/content/Signify/e2eb215900ac42b5a6fbaf180088204b | ADAM-309636f24cfc4864b058a9cb009d7911;ADAM-dd5b1cb345fa4da8bcdcaf32007fbb42;ADAM-731bc415f50643bfb162afb1005f46bf | https://www.assets.signify.com/is/content/PhilipsLighting/b2c46da35c8942ebbb1fa9cb009d8ce0;https://www.assets.signify.com/is/content/Signify/31ac9375c9ba48fe9dadaf32007fc97e;https://www.assets.signify.com/is/content/Signify/b3f45ed33c824d508503afb1005f4a1f |  |  |  |  | D | 1700 lumen |  | 865 ¦ CCT of 6500K | 80 | 6500 K | 11.5 W | 147 lm/W | 30K to 100K Hz |  | 1700 lumen | 60000 hour(s) | 11.5 W | 0.9 |  | 50000 |  | 0.5 s |  | https://www.lighting.philips.com/link/929003597002_EU/prd/aa/en
FP-929003597131 | PILA LED 150W A80 E27 2700K FR ND | 929003597131 | 2022-06-29 00:00:00 | [13 empty] | 70 % | [80 empty] | ADAM-3659176557554dcbbb38af5800b00798 | https://www.assets.signify.com/is/image/Signify/b9b3110d3763465ba6d1af5800b00793 | ADAM-abcaf1e8ed83489cb406af5d0028022a | https://www.assets.signify.com/is/content/Signify/fp929003597131-pss-global | [20 empty] | ADAM-02076f173f1e4d0ca8c5af550096e3d1 | https://www.assets.signify.com/is/content/Signify/58ca4f66302a45cf8d52af550096e50f | [14 empty] | F | [18 empty] | https://www.lighting.philips.com/link/929003597131_EU/prd/aa/en
FP-929003597231 | PILA LED 150W A80 E27 4000K FR ND | 929003597231 | 2022-06-29 00:00:00 | [13 empty] | 70 % | [80 empty] | ADAM-3659176557554dcbbb38af5800b00798 | https://www.assets.signify.com/is/image/Signify/b9b3110d3763465ba6d1af5800b00793 | ADAM-900a8d227834464196b5af5d002aac4e | https://www.assets.signify.com/is/content/Signify/fp929003597231-pss-global | [20 empty] | ADAM-cb0ed7418b28480a94f8af5500980ea5 | https://www.assets.signify.com/is/content/Signify/02b8db46758c4a5191aaaf5500980fa7 | [14 empty] | F | [18 empty] | https://www.lighting.philips.com/link/929003597231_EU/prd/aa/en
FP-929003597431 | PILA LED GU10 720lm 120D 2700K ND | 929003597431 | 2022-06-29 00:00:00 | [13 empty] | 70 % | [80 empty] | ADAM-b3342da186d84dbe8dc9ad6e006ecf99 | https://www.assets.signify.com/is/image/Signify/19767046359d47a5acb6ad6e006ed041 | ADAM-9dfa7b18a8cc4302b754af5d002a9313 | https://www.assets.signify.com/is/content/Signify/fp929003597431-pss-global | [20 empty] | ADAM-e49b9b8b3faf44438b20af5500974901 | https://www.assets.signify.com/is/content/Signify/b17e82a1a3f845999b80af5500974b6b | [14 empty] | F | [18 empty] | https://www.lighting.philips.com/link/929003597431_EU/prd/aa/en
FP-929003597531 | PILA LED GU10 350lm 120D 2700K ND | 929003597531 | 2022-06-29 00:00:00 | [13 empty] | 70 % | [80 empty] | ADAM-b3342da186d84dbe8dc9ad6e006ecf99 | https://www.assets.signify.com/is/image/Signify/19767046359d47a5acb6ad6e006ed041 | ADAM-57540077d09f49bca101af5d002903f7 | https://www.assets.signify.com/is/content/Signify/fp929003597531-pss-global | [20 empty] | ADAM-cfca45c4cb234956932eaf550097ad72 | https://www.assets.signify.com/is/content/Signify/2d148bc071fc4bde99b9af550097af1e | [14 empty] | G | [18 empty] | https://www.lighting.philips.com/link/929003597531_EU/prd/aa/en
FP-929003603202 | CorePro LEDbulb ND 4.9-40W A60 E27 827 | 929003603202 | 2022-07-26 00:00:00 |  |  |  | 200 degree(s) | A60 ¦ A 60mm | E27 ¦ E27 | 2700 K | Warm White (WW) | 45 mA | <lt/>6 | 60 mm | No | 5 kWh | 70 % |  |  | 110 mm | 0.5 s |  |  | -20 °C to 45 °C | [73 empty] | ADAM-a83dc76d8ed249f6a1a1aa7e0097f2c0 | https://www.assets.signify.com/is/image/Signify/ba17e2093c2741b1afa0aa7e0097f302 | ADAM-12e53e0945f14404a377afaf00ec0d4d | https://www.assets.signify.com/is/content/Signify/fp929003603202-pss-global | ADAM-98056988cf044d66b0fcac4600bacdec | https://www.assets.signify.com/is/image/PhilipsLighting/888b1fb9099d48629311ac4600bacfff | [8 empty] | ADAM-91a9582766c64dba868aaf5700f9ba30 | https://www.docs.signify.com/assets/ies/ledbulb_cor_eu1_4%2c9w_a60_e27_827_fr-ies.ies | [8 empty] | ADAM-6adfee73f211481e88b5af320084c416 | https://www.assets.signify.com/is/content/Signify/4d6751f507334016a191af320084c577 | ADAM-b9fca06c4f6643b388faafaf00ea3adc | https://www.assets.signify.com/is/content/Signify/fp929003603202-gis-global |  |  |  |  | ADAM-1ff00685e5654ac79ccbae350110fd86 | https://www.assets.signify.com/is/image/Signify/823d0ff470284d30a0a9ae350111005b | [6 empty] | F | 470 lumen |  | 827 ¦ CCT of 2700K | 80 | 2700 K | 4.9 W | 95 lm/W | 50 to 60 Hz |  | 470 lumen | 15000 hour(s) | 4.9 W | 0.4 |  | 50000 |  | 0.5 s | 40 W | https://www.lighting.philips.com/link/929003603202_EU/prd/aa/en
FP-929003603302 | CorePro LEDbulb ND 4.9-40W A60 E27 840 | 929003603302 | 2022-07-26 00:00:00 |  |  |  | 200 degree(s) | A60 ¦ A 60mm | E27 ¦ E27 | 4000 K | Cool White (CW) | 45 mA | <lt/>6 | 60 mm | No | 5 kWh | 70 % |  |  | 110 mm | 0.5 s |  |  | -20 °C to 45 °C | [73 empty] | ADAM-a83dc76d8ed249f6a1a1aa7e0097f2c0 | https://www.assets.signify.com/is/image/Signify/ba17e2093c2741b1afa0aa7e0097f302 | ADAM-1e21d5e435104497be7fafaf00ea67aa | https://www.assets.signify.com/is/content/Signify/fp929003603302-pss-global | ADAM-98056988cf044d66b0fcac4600bacdec | https://www.assets.signify.com/is/image/PhilipsLighting/888b1fb9099d48629311ac4600bacfff | [8 empty] | ADAM-f2065347e1d345ec95fcaf5700f981ba | https://www.docs.signify.com/assets/ies/ledbulb_cor_eu1_4%2c9w_a60_e27_840_fr-ies.ies | [8 empty] | ADAM-5935f092f64c489193ceaf3200845e38 | https://www.assets.signify.com/is/content/Signify/e9a1caf15d604e07b396af3200845fd6 | ADAM-483b4dee706e49c3847eafaf00ea572a | https://www.assets.signify.com/is/content/Signify/fp929003603302-gis-global |  |  |  |  | ADAM-1ff00685e5654ac79ccbae350110fd86 | https://www.assets.signify.com/is/image/Signify/823d0ff470284d30a0a9ae350111005b | [6 empty] | F | 470 lumen |  | 840 ¦ CCT of 4000K | 80 | 4000 K | 4.9 W | 95 lm/W | 50 to 60 Hz |  | 470 lumen | 15000 hour(s) | 4.9 W | 0.4 |  | 50000 |  | 0.5 s | 40 W | https://www.lighting.philips.com/link/929003603302_EU/prd/aa/en
FP-929003603432 | CorePro LEDbulb ND 4.9-40W A60 E27 830 | 929003603432 | 2022-07-26 00:00:00 |  |  |  | 200 degree(s) | A60 ¦ A 60mm | E27 ¦ E27 | 3000 K | White (WH) | 45 mA | <lt/>6 | 60 mm | No | 5 kWh | 70 % |  |  | 110 mm | 0.5 s |  |  | -20 °C to 45 °C | [73 empty] | ADAM-a83dc76d8ed249f6a1a1aa7e0097f2c0 | https://www.assets.signify.com/is/image/Signify/ba17e2093c2741b1afa0aa7e0097f302 | ADAM-f50ff4b3e3f4498abcb8afaf00eafaca | https://www.assets.signify.com/is/content/Signify/fp929003603432-pss-global | ADAM-98056988cf044d66b0fcac4600bacdec | https://www.assets.signify.com/is/image/PhilipsLighting/888b1fb9099d48629311ac4600bacfff | [8 empty] | ADAM-8c57062e29124d6da547af5700f999b3 | https://www.docs.signify.com/assets/ies/ledbulb_cor_eu1_4%2c9w_a60_e27_830_fr-ies.ies | [8 empty] | ADAM-7385585aa104470585bbaf32008569be | https://www.assets.signify.com/is/content/Signify/990ddc6d5a97403aa1a3af3200856a96 | ADAM-c3443aa5c6ab457bbab1afaf00ea5d5a | https://www.assets.signify.com/is/content/Signify/fp929003603432-gis-global |  |  |  |  | ADAM-1ff00685e5654ac79ccbae350110fd86 | https://www.assets.signify.com/is/image/Signify/823d0ff470284d30a0a9ae350111005b | [6 empty] | F | 470 lumen |  | 830 ¦ CCT of 3000K | 80 | 3000 K | 4.9 W | 95 lm/W | 50 to 60 Hz |  | 470 lumen | 15000 hour(s) | 4.9 W | 0.4 |  | 50000 |  | 0.5 s | 40 W | https://www.lighting.philips.com/link/929003603432_EU/prd/aa/en
FP-929003603532 | CorePro LEDbulb ND 4.9-40W A60 E27 865 | 929003603532 | 2022-07-26 00:00:00 |  |  |  | 200 degree(s) | A60 ¦ A 60mm | E27 ¦ E27 | 6500 K | Cool Daylight | 45 mA | <lt/>6 | 60 mm | No | 5 kWh | 70 % |  |  | 110 mm | 0.5 s |  |  | -20 °C to 45 °C | [73 empty] | ADAM-a83dc76d8ed249f6a1a1aa7e0097f2c0 | https://www.assets.signify.com/is/image/Signify/ba17e2093c2741b1afa0aa7e0097f302 | ADAM-56b068f04e384638a0dbafaf00ec6814 | https://www.assets.signify.com/is/content/Signify/fp929003603532-pss-global | ADAM-98056988cf044d66b0fcac4600bacdec | https://www.assets.signify.com/is/image/PhilipsLighting/888b1fb9099d48629311ac4600bacfff | [8 empty] | ADAM-aae9763c41af4359af4daf5700f9adc4 | https://www.docs.signify.com/assets/ies/ledbulb_cor_eu1_4%2c9w_a60_e27_865_fr-ies.ies | [8 empty] | ADAM-da3b41208c124cb7ac70af3200851d6c | https://www.assets.signify.com/is/content/Signify/9b288564ac4e4f46b5e3af3200851f73 | ADAM-49151ba445e447cb8509afaf00ea8654 | https://www.assets.signify.com/is/content/Signify/fp929003603532-gis-global |  |  |  |  | ADAM-1ff00685e5654ac79ccbae350110fd86 | https://www.assets.signify.com/is/image/Signify/823d0ff470284d30a0a9ae350111005b | [6 empty] | F | 470 lumen |  | 865 ¦ CCT of 6500K | 80 | 6500 K | 4.9 W | 95 lm/W | 50 to 60 Hz |  | 470 lumen | 15000 hour(s) | 4.9 W | 0.4 |  | 50000 |  | 0.5 s | 40 W | https://www.lighting.philips.com/link/929003603532_EU/prd/aa/en
FP-929003604031 | PILA LED 40W B35 E14 4000K FR ND | 929003604031 | 2022-08-09 00:00:00 | [13 empty] | 70 % | [80 empty] | ADAM-734a9ea5f1ca4ac5aec4ad6e006ed235 | https://www.assets.signify.com/is/image/Signify/b623c4a8fb6948bbacb6ad6e006ed3e6 | ADAM-f7909fde34bb4f05bb19af5d00291196 | https://www.assets.signify.com/is/content/Signify/fp929003604031-pss-global | [20 empty] | ADAM-b733a9071285465fb05faf5500953424 | https://www.assets.signify.com/is/content/Signify/d67dcc267d904cbf972daf5500953559 | [14 empty] | F | [18 empty] | https://www.lighting.philips.com/link/929003604031_EU/prd/aa/en
FP-929003609002 | CorePro LEDcapsuleLV 4.2-40W GY6.35 827D | 929003609002 | 2022-08-10 00:00:00 |  |  |  |  | Capsule | GY6.35 ¦ GY6.35 | 2700 K | Warm White (WW) | 400 mA | <lt/>6 | 18 mm | Only with specific dimmers | 5 kWh | 70 % |  |  | 50 mm | 0.5 s | No |  | -20 °C to 45 °C | [9 empty] | Yes | [63 empty] | ADAM-7fc44d88d73f4e0b875eaf85007b5dbe | https://www.assets.signify.com/is/image/Signify/f05b6bc700444ac4bd0baf85007b6074 | ADAM-76ef7d154e0544fe8171affe00cefe01 | https://www.assets.signify.com/is/content/Signify/fp929003609002-pss-global | ADAM-4762e91bdf7643808996af8e00c31904 | https://www.assets.signify.com/is/image/Signify/d45652ef22284fd3aa73af8e00c31b72 | [8 empty] | ADAM-20e4e2059012406590c4af8e00c31e2c | https://www.docs.signify.com/assets/ies/ledcapsule_cor_eu_4%2c2w_gy6%2c35_827-ies.ies | [8 empty] | ADAM-3946e7be8d92489e9859af640090a517 | https://www.assets.signify.com/is/content/Signify/bb19b45f6867428493b5af640090a7dd | [14 empty] | F | 470 lumen |  | 827 ¦ CCT of 2700K | 80 | 2700 K | 4.2 W | 111 lm/W | - Hz |  | 470 lumen | 15000 hour(s) | 4.2 W | 0.9 |  | 50000 |  | 0.5 s | 40 W | https://www.lighting.philips.com/link/929003609002_EU/prd/aa/en